## Contents
Electricity market modelling results summary
Prepared for publishing March 2024
Notes:
This workbook is supplementary information which supports the impacts analysis in the "Draft advice on Aotearoa New Zealand's fourth emissions budget" report.
This workbook accompanies "Draft advice on Aotearoa New Zealand’s fourth emissions budget - Technical Annex: Modelling and analysis." Please see this report for a further description of the modelling approach and results.
The modelling was undertaken during January and February in 2024. Short term projections are influenced by the hydro lake storage at that time.
Inputs/assumptions
Fuel prices | The coal and gas prices used in the modelling
Emissions price paths | The emissions prices used in the modelling
Demand inputs | Electricity demand growth
Generation stack | Detail of the cost and capacity of potential generation projects
Scenarios
The following scenarios were modelled which explored a range of demand profiles, emissions prices, and gas prices:
Scenario | Demand profile | Gas prices | Emissions price path
The reference scenario | The reference scenario | Central | 2023 Government emissions projections
EB4 demonstration path | EB4 demonstration path | Central | 2023 Government emissions projections
EB4 demonstration path sensitivity - low carbon price | EB4 demonstration path | Central | 'Low' price path
EB4 demonstration path sensitivity - high gas price | EB4 demonstration path | High | 2023 Government emissions projections
EB4 demonstration path sensitivity - low gas price | EB4 demonstration path | Low | 2023 Government emissions projections
EB4 demonstration path sensitivity - Tiwai exit | EB4 demonstration path + Tiwai exit | Central | 2023 Government emissions projections
Results
Build | The sequence of build of new generation for each scenario
Scenario results | Modelled generation, emissions, and wholesale prices for each scenario
Raw data | Results in a database-like format
Chart | Small selection of charts comparing outputs by scenario

## Version history
Version no. | Date | Summary of change
1 | 2024-03-04 | Initial version

## Fuel & Emissions pricing
Fuel and emissions prices
Notes:
1. All prices are in real 2023 dollars
2. Fuel prices exclude the cost of emissions
| Fuel prices ($/GJ) |  |  |  | Emission Pricing ($/tCO2e)
| Gas (low) | Gas (central) | Gas (high) | Coal | Low | Central
2022 | 7 | 9.5 | 9.5 | 20.8834 | 84.1679 | 46.6
2023 | 7 | 9.595 | 9.69 | 9.1361 | 70 | 57
2024 | 7 | 9.691 | 9.8838 | 8.8642 | 75.5 | 62
2025 | 7 | 9.7879 | 10.0815 | 8.5922 | 81 | 67
2026 | 7 | 9.8857 | 10.2831 | 8.3203 | 86.5 | 73
2027 | 7 | 9.9846 | 10.4888 | 8.0484 | 92 | 79
2028 | 7 | 10.0844 | 10.6985 | 7.7764 | 95 | 86
2029 | 7 | 10.1853 | 10.9125 | 7.5045 | 92 | 94
2030 | 7 | 10.2871 | 11.1308 | 7.2326 | 85 | 102
2031 | 7 | 10.39 | 11.3534 | 7.2326 | 78 | 111
2032 | 7 | 10.4939 | 11.5804 | 7.2326 | 71 | 121
2033 | 7 | 10.5988 | 11.8121 | 7.2326 | 64 | 132
2034 | 7 | 10.7048 | 12.0483 | 7.2326 | 57 | 143
2035 | 7 | 10.8119 | 12.2893 | 7.2326 | 50 | 148
2036 | 7 | 10.92 | 12.535 | 7.2326 | 50 | 152
2037 | 7 | 11.0292 | 12.7857 | 7.2326 | 50 | 157
2038 | 7 | 11.1395 | 13.0415 | 7.2326 | 50 | 161
2039 | 7 | 11.2509 | 13.3023 | 7.2326 | 50 | 166
2040 | 7 | 11.3634 | 13.5683 | 7.2326 | 50 | 171
2041 | 7 | 11.477 | 13.8397 | 7.2326 | 50 | 176
2042 | 7 | 11.5918 | 14.1165 | 7.2326 | 50 | 182
2043 | 7 | 11.7077 | 14.3988 | 7.2326 | 50 | 187
2044 | 7 | 11.8248 | 14.6868 | 7.2326 | 50 | 193
2045 | 7 | 11.943 | 14.9805 | 7.2326 | 50 | 198
2046 | 7 | 12.0625 | 15.2802 | 7.2326 | 50 | 204
2047 | 7 | 12.1831 | 15.5858 | 7.2326 | 50 | 210
2048 | 7 | 12.3049 | 15.8975 | 7.2326 | 50 | 217
2049 | 7 | 12.428 | 16.2154 | 7.2326 | 50 | 223
2050 | 7 | 12.5523 | 16.5397 | 7.2326 | 50 | 230

## Demand
Annual electricity demand
Notes:
1. Demand is grid connected and excludes TX losses
2. Demand growth is based on outputs from the ENZ model
3. Due to the timing of this Electricty Market modelling compared with updates to ENZ, the demand projections here are slightly different to the latest ones in ENZ - differing by up to 2.3%.
Annual electricity demand (TWh)
Year | EB4 Demonstration path | The reference scenario | EB4 Demonstration path sensitivity: Tiwai closes
2022 | 39.4296 | 39.4296 | 39.4296
2023 | 40.4849 | 40.0125 | 40.4849
2024 | 41.5763 | 40.5603 | 41.5763
2025 | 42.7674 | 41.1181 | 37.616
2026 | 44.0271 | 41.5245 | 38.8756
2027 | 45.072 | 41.6716 | 39.9205
2028 | 46.679 | 42.0726 | 41.5276
2029 | 48.051 | 42.5013 | 42.8996
2030 | 49.2094 | 42.6517 | 44.058
2031 | 50.042 | 43.0989 | 44.8906
2032 | 50.9209 | 43.6161 | 45.7694
2033 | 51.9265 | 44.186 | 46.775
2034 | 52.9595 | 44.8021 | 47.8081
2035 | 53.9369 | 45.4882 | 48.7854
2036 | 54.9234 | 46.2645 | 49.7719
2037 | 55.8953 | 47.1047 | 50.7439
2038 | 56.6266 | 47.7272 | 51.4751
2039 | 57.3257 | 48.3052 | 52.1743
2040 | 57.6604 | 48.6864 | 52.5089
2041 | 58.2618 | 49.3408 | 53.1103
2042 | 58.8595 | 50.0441 | 53.708
2043 | 59.5152 | 50.6079 | 54.3638
2044 | 60.0441 | 51.1255 | 54.8926
2045 | 60.6355 | 51.716 | 55.4841
2046 | 61.2317 | 52.2614 | 56.0803
2047 | 61.8323 | 52.802 | 56.6809
2048 | 62.4455 | 53.2936 | 57.2941
2049 | 62.9531 | 53.7035 | 57.8017
2050 | 63.5698 | 54.19 | 58.4184

## Generation stack
Stack of potential generation projects
Notes:
1. Project detail and costs are based on Energy Link's internal generation stack.
2. Project costs are in real 2023 dollars.
3. Rate of return on equity post tax of 8%
Summary
| Wind | Utility solar | Utility solar (with battery) | Geothermal | Hydro | Gas peaker
Capacity in generation stack (GW) | 5.7992 | 7.2906 | 1.7 | 1.3534 | 0.4985 | 0.98
Minimum 2023 LCOE ($/MWh) | 89.3381 | 78.8525 | 130.2353 | 76.0262 | 107.9375 | 354.1073
Average 2023 LCOE ($/MWh) | 99.5944 | 96.2974 | 150.8153 | 99.569 | 123.7261 | 370.6956
Maximum 2023 LCOE ($/MWh) | 114.5216 | 121.7321 | 176.9019 | 109.2914 | 132.8527 | 387.2839
Minimum 2047 LCOE ($/MWh) | 76.4938 | 71.4106 | 90.8091 | 76.8783 | 107.9375 | 439.1122
Average 2047 LCOE ($/MWh) | 85.1059 | 85.2161 | 104.634 | 100.3278 | 123.7261 | 458.8882
Maximum 2047 LCOE ($/MWh) | 97.6813 | 108.6061 | 121.95 | 109.815 | 132.8527 | 478.6642

## Build
Build sequence of new generation
Notes:
1. Reported project generation is based on assumed capacity factors
2. It is assumed that the combined cycle unit at Huntly is converted to an open cycle peaking unit in 2037
3. Any projects listed as 'solar' post 2037 are assumed to incorporate battery energy storage
The Reference Scenario | [6 empty] | EB4 demonstration path | [6 empty] | EB4 demonstration path sensitivity - low carbon price | [6 empty] | EB4 demonstration path sensitivity - high gas price | [6 empty] | EB4 demonstration path sensitivity - low gas price | [6 empty] | EB4 demonstration path sensitivity - Tiwai exit
Date completed | Project | Size (MW) | Capacity Factor (assumed) | Average annual generation (GWh) | Cumulative annual generation (GWh) | Generation type | Date completed | Project | Size (MW) | Capacity Factor (assumed) | Average annual generation (GWh) | Cumulative annual generation (GWh) | Generation type | Date completed | Project | Size (MW) | Capacity Factor (assumed) | Average annual generation (GWh) | Cumulative annual generation (GWh) | Generation type | Date completed | Project | Size (MW) | Capacity Factor (assumed) | Average annual generation (GWh) | Cumulative annual generation (GWh) | Generation type | Date completed | Project | Size (MW) | Capacity Factor (assumed) | Average annual generation (GWh) | Cumulative annual generation (GWh) | Generation type | Date completed | Project | Size (MW) | Capacity Factor (assumed) | Average annual generation (GWh) | Cumulative annual generation (GWh) | Generation type
2023-10-01 | GOR2_W1 | 43 | 0.42 | 158.2 | 158.2 | Wind | 2023-10-01 | GOR2_W1 | 43 | 0.42 | 158.2 | 158.2 | Wind | 2023-10-01 | GOR2_W1 | 43 | 0.42 | 158.2 | 158.2 | Wind | 2023-10-01 | GOR2_W1 | 43 | 0.42 | 158.2 | 158.2 | Wind | 2023-10-01 | GOR2_W1 | 43 | 0.42 | 158.2 | 158.2 | Wind | 2023-10-01 | GOR2_W1 | 43 | 0.42 | 158.2 | 158.2 | Wind
2024-01-01 | KOE_R1 | 23 | 0.23 | 46.3 | 204.5 | Solar | 2024-01-01 | KOE_R1 | 23 | 0.23 | 46.3 | 204.5 | Solar | 2024-01-01 | KOE_R1 | 23 | 0.23 | 46.3 | 204.5 | Solar | 2024-01-01 | KOE_R1 | 23 | 0.23 | 46.3 | 204.5 | Solar | 2024-01-01 | KOE_R1 | 23 | 0.23 | 46.3 | 204.5 | Solar | 2024-01-01 | KOE_R1 | 23 | 0.23 | 46.3 | 204.5 | Solar
2024-02-01 | EDG2_R1 | 23 | 0.23 | 46.3 | 250.8 | Solar | 2024-02-01 | EDG2_R1 | 23 | 0.23 | 46.3 | 250.8 | Solar | 2024-02-01 | EDG2_R1 | 23 | 0.23 | 46.3 | 250.8 | Solar | 2024-02-01 | EDG2_R1 | 23 | 0.23 | 46.3 | 250.8 | Solar | 2024-02-01 | EDG2_R1 | 23 | 0.23 | 46.3 | 250.8 | Solar | 2024-02-01 | EDG2_R1 | 23 | 0.23 | 46.3 | 250.8 | Solar
2024-03-01 | WHI2_W1 | 176 | 0.4 | 616.7 | 867.5 | Wind | 2024-03-01 | WHI2_W1 | 176 | 0.4 | 616.7 | 867.5 | Wind | 2024-03-01 | WHI2_W1 | 176 | 0.4 | 616.7 | 867.5 | Wind | 2024-03-01 | WHI2_W1 | 176 | 0.4 | 616.7 | 867.5 | Wind | 2024-03-01 | WHI2_W1 | 176 | 0.4 | 616.7 | 867.5 | Wind | 2024-03-01 | WHI2_W1 | 176 | 0.4 | 616.7 | 867.5 | Wind
2024-10-01 | WRK2_S1 | 168 | 0.92 | 1353.9 | 2221.4 | Geothermal | 2024-10-01 | WRK2_S1 | 168 | 0.92 | 1353.9 | 2221.4 | Geothermal | 2024-10-01 | WRK2_S1 | 168 | 0.92 | 1353.9 | 2221.4 | Geothermal | 2024-10-01 | WRK2_S1 | 168 | 0.92 | 1353.9 | 2221.4 | Geothermal | 2024-10-01 | WRK2_S1 | 168 | 0.92 | 1353.9 | 2221.4 | Geothermal | 2024-10-01 | WRK2_S1 | 168 | 0.92 | 1353.9 | 2221.4 | Geothermal
2024-12-01 | WRK2_S2 | 51.4 | 0.92 | 414.2 | 2635.6 | Geothermal | 2024-12-01 | WRK2_S2 | 51.4 | 0.92 | 414.2 | 2635.6 | Geothermal | 2024-12-01 | WRK2_S2 | 51.4 | 0.92 | 414.2 | 2635.6 | Geothermal | 2024-12-01 | WRK2_S2 | 51.4 | 0.92 | 414.2 | 2635.6 | Geothermal | 2024-12-01 | WRK2_S2 | 51.4 | 0.92 | 414.2 | 2635.6 | Geothermal | 2024-12-01 | WRK2_S2 | 51.4 | 0.92 | 414.2 | 2635.6 | Geothermal
2026-04-01 | MTO1_W1 | 72 | 0.4 | 252.3 | 2887.9 | Wind | 2026-04-01 | MTO1_W1 | 72 | 0.4 | 252.3 | 2887.9 | Wind | 2026-04-01 | MTO1_W1 | 72 | 0.4 | 252.3 | 2887.9 | Wind | 2026-04-01 | MTO1_W1 | 72 | 0.4 | 252.3 | 2887.9 | Wind | 2026-04-01 | MTO1_W1 | 72 | 0.4 | 252.3 | 2887.9 | Wind | 2026-04-01 | MTO1_W1 | 72 | 0.4 | 252.3 | 2887.9 | Wind
2025-06-01 | ASB2_R1 | 52 | 0.2 | 91.1 | 2979 | Solar | 2025-04-01 | ASB2_R1 | 52 | 0.2 | 91.1 | 2979 | Solar | 2025-03-01 | KOE1_S1 | 25 | 0.92 | 201.5 | 3089.4 | Geothermal | 2025-04-01 | ASB2_R1 | 52 | 0.2 | 91.1 | 2979 | Solar | 2025-04-01 | ASB2_R1 | 52 | 0.2 | 91.1 | 2979 | Solar | 2027-04-01 | BRB2_R1 | 130 | 0.24 | 273.3 | 3161.2 | Solar
2025-07-01 | KOE1_S1 | 25 | 0.92 | 201.5 | 3180.5 | Geothermal | 2025-07-01 | BRB2_R1 | 130 | 0.24 | 273.3 | 3252.3 | Solar | 2025-04-01 | ASB2_R1 | 52 | 0.2 | 91.1 | 3180.5 | Solar | 2025-05-01 | KPU1_R1 | 36 | 0.23 | 72.5 | 3051.5 | Solar | 2025-07-01 | BRB2_R1 | 130 | 0.24 | 273.3 | 3252.3 | Solar | 2027-07-01 | WRK2_S1 | 52 | 0.92 | 419.1 | 3580.3 | Geothermal
2025-07-01 | BRB2_R1 | 130 | 0.24 | 273.3 | 3453.8 | Solar | 2025-09-01 | KOE1_S1 | 25 | 0.92 | 201.5 | 3453.8 | Geothermal | 2025-07-01 | BRB2_R1 | 130 | 0.24 | 273.3 | 3453.8 | Solar | 2025-06-01 | MTO1_R1 | 78 | 0.23 | 157.2 | 3208.7 | Solar | 2025-09-01 | KOE1_S1 | 25 | 0.92 | 201.5 | 3453.8 | Geothermal | 2027-08-01 | KOE1_S1 | 25 | 0.92 | 201.5 | 3781.8 | Geothermal
2025-11-01 | KPU1_R1 | 36 | 0.23 | 72.5 | 3526.3 | Solar | 2025-11-01 | KPU1_R1 | 36 | 0.23 | 72.5 | 3526.3 | Solar | 2025-11-01 | KPU1_R1 | 36 | 0.23 | 72.5 | 3526.3 | Solar | 2025-07-01 | BRB2_R1 | 130 | 0.24 | 273.3 | 3482 | Solar | 2025-11-01 | KPU1_R1 | 36 | 0.23 | 72.5 | 3526.3 | Solar | 2027-09-01 | MTO1_R1 | 78 | 0.23 | 157.2 | 3939 | Solar
2025-12-01 | MTO1_R1 | 78 | 0.23 | 157.2 | 3683.5 | Solar | 2025-12-01 | MTO1_R1 | 78 | 0.23 | 157.2 | 3683.5 | Solar | 2025-11-01 | TNG2_R1 | 100 | 0.225 | 197.1 | 3723.4 | Solar | 2025-08-01 | WRK2_R1 | 150 | 0.23 | 302.2 | 3784.2 | Solar | 2025-12-01 | MTO1_R1 | 78 | 0.23 | 157.2 | 3683.5 | Solar | 2028-03-01 | WRK2_R2 | 150 | 0.23 | 302.2 | 4241.2 | Solar
2026-02-01 | WRK2_R1 | 150 | 0.23 | 302.2 | 3985.7 | Solar | 2026-01-01 | WRK2_R1 | 150 | 0.23 | 302.2 | 3985.7 | Solar | 2025-12-01 | MTO1_R1 | 78 | 0.23 | 157.2 | 3880.6 | Solar | 2025-09-01 | KOE1_S1 | 25 | 0.92 | 201.5 | 3985.7 | Geothermal | 2026-02-01 | WRK2_R1 | 150 | 0.23 | 302.2 | 3985.7 | Solar | 2028-04-01 | TNG2_R1 | 100 | 0.225 | 197.1 | 4438.3 | Solar
2026-05-01 | TNG2_R1 | 100 | 0.225 | 197.1 | 4182.8 | Solar | 2026-01-01 | TNG2_R1 | 100 | 0.225 | 197.1 | 4182.8 | Solar | 2026-02-01 | WRK2_R1 | 150 | 0.23 | 302.2 | 4182.8 | Solar | 2025-11-01 | TNG2_R1 | 100 | 0.225 | 197.1 | 4182.8 | Solar | 2026-05-01 | TNG2_R1 | 100 | 0.225 | 197.1 | 4182.8 | Solar | 2028-05-01 | KPU1_R1 | 147 | 0.23 | 296.2 | 4734.5 | Solar
2026-09-01 | DVK1_R1 | 65 | 0.23 | 131 | 4313.8 | Solar | 2026-01-01 | DVK1_R1 | 65 | 0.23 | 131 | 4313.8 | Solar | 2026-03-01 | DVK1_R1 | 65 | 0.23 | 131 | 4313.8 | Solar | 2026-03-01 | DVK1_R1 | 65 | 0.23 | 131 | 4313.8 | Solar | 2026-09-01 | DVK1_R1 | 65 | 0.23 | 131 | 4313.8 | Solar | 2028-07-01 | KPU1_R2 | 36 | 0.23 | 72.5 | 4807 | Solar
2026-10-01 | KPU1_R2 | 147 | 0.23 | 296.2 | 4610 | Solar | 2026-02-01 | WPR2_W1 | 93 | 0.39 | 317.7 | 4631.5 | Wind | 2026-05-01 | WPR2_W1 | 93 | 0.39 | 317.7 | 4631.5 | Wind | 2026-05-01 | WPR2_W1 | 93 | 0.39 | 317.7 | 4631.5 | Wind | 2026-11-01 | WPR2_W1 | 93 | 0.39 | 317.7 | 4631.5 | Wind | 2028-08-01 | ROT1_S1 | 45 | 0.92 | 362.7 | 5169.7 | Geothermal
2027-01-01 | MST1_R1 | 100 | 0.23 | 201.5 | 4811.5 | Solar | 2026-02-01 | KPU1_R2 | 147 | 0.23 | 296.2 | 4927.7 | Solar | 2026-06-01 | KPU1_R2 | 147 | 0.23 | 296.2 | 4927.7 | Solar | 2026-06-01 | KPU1_R2 | 147 | 0.23 | 296.2 | 4927.7 | Solar | 2026-12-01 | KPU1_R2 | 147 | 0.23 | 296.2 | 4927.7 | Solar | 2028-11-01 | MST1_W1 | 90 | 0.42 | 331.1 | 5500.8 | Wind
2027-01-01 | WPR2_W1 | 93 | 0.39 | 317.7 | 5129.2 | Wind | 2027-01-01 | MST1_R1 | 100 | 0.23 | 201.5 | 5129.2 | Solar | 2026-07-01 | MST1_R1 | 100 | 0.23 | 201.5 | 5129.2 | Solar | 2026-07-01 | MST1_R1 | 100 | 0.23 | 201.5 | 5129.2 | Solar | 2027-01-01 | MST1_R1 | 100 | 0.23 | 201.5 | 5129.2 | Solar | 2028-11-01 | WRK2_S3 | 47 | 0.92 | 378.8 | 5879.6 | Geothermal
2027-08-01 | WRK2_S2 | 52 | 0.92 | 419.1 | 5548.3 | Geothermal | 2027-01-01 | MST1_W2 | 90 | 0.42 | 331.1 | 5460.3 | Wind | 2027-03-01 | MST1_W2 | 90 | 0.42 | 331.1 | 5460.3 | Wind | 2027-03-01 | MST1_W2 | 90 | 0.42 | 331.1 | 5460.3 | Wind | 2027-03-01 | WPW1_R1 | 100 | 0.24 | 210.2 | 5339.4 | Solar | 2029-01-01 | WPW1_R1 | 100 | 0.24 | 210.2 | 6089.8 | Solar
2027-12-01 | MST1_W2 | 90 | 0.42 | 331.1 | 5879.4 | Wind | 2027-01-01 | WRK2_S2 | 52 | 0.92 | 419.1 | 5879.4 | Geothermal | 2027-05-01 | WRK2_S2 | 52 | 0.92 | 419.1 | 5879.4 | Geothermal | 2027-04-01 | NMA2_W1 | 35 | 0.4 | 122.6 | 5582.9 | Wind | 2027-05-01 | MST1_W2 | 90 | 0.42 | 331.1 | 5670.5 | Wind | 2029-03-01 | TRK2_S1 | 25 | 0.92 | 201.5 | 6291.3 | Geothermal
2028-05-01 | ISL2_R1 | 150 | 0.23 | 302.2 | 6181.6 | Solar | 2027-01-01 | GOR2_W1 | 197 | 0.42 | 724.8 | 6604.2 | Wind | 2027-05-01 | GOR2_W1 | 197 | 0.42 | 724.8 | 6604.2 | Wind | 2027-05-01 | WRK2_S2 | 52 | 0.92 | 419.1 | 6002 | Geothermal | 2027-07-01 | WRK2_S2 | 52 | 0.92 | 419.1 | 6089.6 | Geothermal | 2029-07-01 | WAI1_R1 | 58 | 0.23 | 116.9 | 6408.2 | Solar
2029-03-01 | GOR2_W1 | 197 | 0.42 | 724.8 | 6906.4 | Wind | 2027-01-01 | GOR2_W2 | 150 | 0.42 | 551.9 | 7156.1 | Wind | 2027-05-01 | GOR2_W2 | 150 | 0.42 | 551.9 | 7156.1 | Wind | 2027-05-01 | GOR2_W1 | 197 | 0.42 | 724.8 | 6726.8 | Wind | 2027-07-01 | GOR2_W1 | 197 | 0.42 | 724.8 | 6814.4 | Wind | 2029-08-01 | WKM2_S1 | 60 | 0.92 | 483.6 | 6891.8 | Geothermal
2029-09-01 | GOR2_W2 | 150 | 0.42 | 551.9 | 7458.3 | Wind | 2028-01-01 | ISL2_R1 | 150 | 0.23 | 302.2 | 7458.3 | Solar | 2027-07-01 | ISL2_R1 | 150 | 0.23 | 302.2 | 7458.3 | Solar | 2027-05-01 | GOR2_W2 | 150 | 0.42 | 551.9 | 7278.7 | Wind | 2027-07-01 | GOR2_W2 | 150 | 0.42 | 551.9 | 7366.3 | Wind | 2029-09-01 | HLY2_R1 | 150 | 0.23 | 302.2 | 7194 | Solar
2030-08-01 | WPW1_R1 | 75 | 0.24 | 157.7 | 7616 | Solar | 2028-01-01 | LTN2_W1 | 60 | 0.4 | 210.2 | 7668.5 | Wind | 2027-07-01 | LTN2_W1 | 60 | 0.4 | 210.2 | 7668.5 | Wind | 2027-07-01 | ISL2_R1 | 150 | 0.23 | 302.2 | 7580.9 | Solar | 2027-09-01 | ISL2_R1 | 150 | 0.23 | 302.2 | 7668.5 | Solar | 2029-10-01 | ISL2_R1 | 150 | 0.23 | 302.2 | 7496.2 | Solar
2030-10-01 | WRK2_R3 | 150 | 0.23 | 302.2 | 7918.2 | Solar | 2028-01-01 | TMK1_R1 | 120 | 0.23 | 241.8 | 7910.3 | Solar | 2027-08-01 | TMK1_R1 | 120 | 0.23 | 241.8 | 7910.3 | Solar | 2027-09-01 | TMK1_R1 | 120 | 0.23 | 241.8 | 7822.7 | Solar | 2028-01-01 | LTN2_W1 | 60 | 0.4 | 210.2 | 7878.7 | Wind | 2029-11-01 | WRK2_R4 | 150 | 0.23 | 302.2 | 7798.4 | Solar
2030-10-01 | GOR2_W3 | 150 | 0.42 | 551.9 | 8470.1 | Wind | 2028-01-01 | WPR2_W2 | 71.3 | 0.38 | 237.3 | 8147.6 | Wind | 2027-11-01 | WPR2_W2 | 71.3 | 0.38 | 237.3 | 8147.6 | Wind | 2027-11-01 | LTN2_W1 | 60 | 0.4 | 210.2 | 8032.9 | Wind | 2028-03-01 | TMK1_R1 | 120 | 0.23 | 241.8 | 8120.5 | Solar | 2030-03-01 | ASB2_R1 | 52 | 0.2 | 91.1 | 7889.5 | Solar
2031-09-01 | TWZ2_H1 | 35 | 0.57 | 174.8 | 8644.9 | Hydro | 2028-01-01 | ROT1_S1 | 45 | 0.92 | 362.7 | 8510.3 | Geothermal | 2028-01-01 | ROT1_S1 | 45 | 0.92 | 362.7 | 8510.3 | Geothermal | 2028-02-01 | ROT1_S1 | 45 | 0.92 | 362.7 | 8395.6 | Geothermal | 2028-04-01 | ROT1_S1 | 45 | 0.92 | 362.7 | 8483.2 | Geothermal | 2030-06-01 | DVK1_R1 | 65 | 0.23 | 131 | 8020.5 | Solar
2032-01-01 | ROT1_S1 | 45 | 0.92 | 362.7 | 9007.6 | Geothermal | 2028-01-01 | WRK2_S3 | 47 | 0.92 | 378.8 | 8889.1 | Geothermal | 2028-03-01 | WRK2_S3 | 47 | 0.92 | 378.8 | 8889.1 | Geothermal | 2028-03-01 | TWZ2_H1 | 35 | 0.57 | 174.8 | 8570.4 | Hydro | 2028-06-01 | WRK2_S3 | 47 | 0.92 | 378.8 | 8862 | Geothermal | 2030-07-01 | KPU1_W3 | 168 | 0.4 | 588.7 | 8609.2 | Wind
2032-02-01 | WRK2_S5 | 47 | 0.92 | 378.8 | 9386.4 | Geothermal | 2028-01-01 | TWZ2_H1 | 35 | 0.57 | 174.8 | 9063.9 | Hydro | 2028-03-01 | TWZ2_H1 | 35 | 0.57 | 174.8 | 9063.9 | Hydro | 2028-04-01 | WRK2_S3 | 47 | 0.92 | 378.8 | 8949.2 | Geothermal | 2028-11-01 | GOR2_W3 | 150 | 0.42 | 551.9 | 9413.9 | Wind | 2030-10-01 | MST1_R2 | 100 | 0.23 | 201.5 | 8810.7 | Solar
2032-03-01 | WRK2_R4 | 100 | 0.23 | 201.5 | 9587.9 | Solar | 2028-01-01 | TRK2_S1 | 25 | 0.92 | 201.5 | 9265.4 | Geothermal | 2028-03-01 | TRK2_S1 | 25 | 0.92 | 201.5 | 9265.4 | Geothermal | 2028-05-01 | GOR2_W3 | 150 | 0.42 | 551.9 | 9501.1 | Wind | 2029-01-01 | WRK2_R4 | 150 | 0.23 | 302.2 | 9716.1 | Solar | 2031-04-01 | WPR2_W1 | 93 | 0.39 | 317.7 | 9128.4 | Wind
2032-11-01 | TRK2_S1 | 25 | 0.92 | 201.5 | 9789.4 | Geothermal | 2028-09-01 | GOR2_W3 | 150 | 0.42 | 551.9 | 9817.3 | Wind | 2028-05-01 | GOR2_W3 | 150 | 0.42 | 551.9 | 9817.3 | Wind | 2028-06-01 | WPR2_W2 | 71.3 | 0.38 | 237.3 | 9738.4 | Wind | 2029-02-01 | WPR2_W2 | 71.3 | 0.38 | 237.3 | 9953.4 | Wind | 2031-04-01 | WRK2_R5 | 100 | 0.23 | 201.5 | 9329.9 | Solar
2033-02-01 | WKM2_S1 | 60 | 0.92 | 483.6 | 10273 | Geothermal | 2029-01-01 | HWB2_W1 | 160 | 0.39 | 546.6 | 10363.9 | Wind | 2028-07-01 | HWB2_W1 | 160 | 0.39 | 546.6 | 10363.9 | Wind | 2028-08-01 | TRK2_S1 | 25 | 0.92 | 201.5 | 9939.9 | Geothermal | 2029-02-01 | TRK2_S1 | 25 | 0.92 | 201.5 | 10154.9 | Geothermal | 2031-09-01 | HLY2_W2 | 154 | 0.41 | 553.1 | 9883 | Wind
2033-11-01 | KPU1_W3 | 168 | 0.4 | 588.7 | 10861.7 | Wind | 2029-01-01 | WKM2_S1 | 60 | 0.92 | 483.6 | 10847.5 | Geothermal | 2029-01-01 | WKM2_S1 | 60 | 0.92 | 483.6 | 10847.5 | Geothermal | 2028-09-01 | WRK2_R4 | 150 | 0.23 | 302.2 | 10242.1 | Solar | 2029-03-01 | WKM2_S1 | 60 | 0.92 | 483.6 | 10638.5 | Geothermal | 2031-09-01 | HAM2_W1 | 54 | 0.41 | 193.9 | 10076.9 | Wind
2034-01-01 | WAI1_R1 | 58 | 0.23 | 116.9 | 10978.6 | Solar | 2029-01-01 | WPW1_R1 | 100 | 0.24 | 210.2 | 11057.7 | Solar | 2029-02-01 | WRK2_R4 | 150 | 0.23 | 302.2 | 11149.7 | Solar | 2029-02-01 | WRK2_S5 | 86 | 0.92 | 693.1 | 10935.2 | Geothermal | 2029-06-01 | TWZ2_H1 | 35 | 0.57 | 174.8 | 10813.3 | Hydro | 2032-01-01 | LTN2_W1 | 60 | 0.4 | 210.2 | 10287.1 | Wind
2034-05-01 | HLY2_R1 | 150 | 0.23 | 302.2 | 11280.8 | Solar | 2029-01-01 | WRK2_R4 | 150 | 0.23 | 302.2 | 11359.9 | Solar | 2029-06-01 | KAW2_S1 | 100 | 0.92 | 805.9 | 11955.6 | Geothermal | 2029-03-01 | WKM2_S1 | 60 | 0.92 | 483.6 | 11418.8 | Geothermal | 2029-11-01 | WKM2_S2 | 60 | 0.92 | 483.6 | 11296.9 | Geothermal | 2032-02-01 | GLN2_W1 | 84 | 0.39 | 287 | 10574.1 | Wind
2035-03-01 | HLY2_W2 | 154 | 0.41 | 553.1 | 11833.9 | Wind | 2029-01-01 | WAI1_R1 | 58 | 0.23 | 116.9 | 11476.8 | Solar | 2030-01-01 | WPW1_R1 | 100 | 0.24 | 210.2 | 12165.8 | Solar | 2029-04-01 | WPW1_R1 | 100 | 0.24 | 210.2 | 11629 | Solar | 2030-04-01 | WRK2_S5 | 86 | 0.92 | 693.1 | 11990 | Geothermal | 2032-02-01 | HEN2_W1 | 100 | 0.408 | 357.4 | 10931.5 | Wind
2035-04-01 | HAM2_W1 | 54 | 0.41 | 193.9 | 12027.8 | Wind | 2029-07-01 | WKM2_S2 | 60 | 0.92 | 483.6 | 11960.4 | Geothermal | 2030-01-01 | WRK2_R5 | 100 | 0.23 | 201.5 | 12367.3 | Solar | 2029-09-01 | WAI1_R1 | 58 | 0.23 | 116.9 | 11745.9 | Solar | 2030-08-01 | KAW2_S1 | 100 | 0.92 | 805.9 | 12795.9 | Geothermal | 2032-09-01 | WPR2_W2 | 71.3 | 0.38 | 237.3 | 11168.8 | Wind
2035-08-01 | WPR2_W2 | 71.3 | 0.38 | 237.3 | 12265.1 | Wind | 2030-01-01 | WRK2_S5 | 86 | 0.92 | 693.1 | 12653.5 | Geothermal | 2030-01-01 | WRK2_S6 | 86 | 0.92 | 693.1 | 13060.4 | Geothermal | 2029-09-01 | WKM2_S2 | 60 | 0.92 | 483.6 | 12229.5 | Geothermal | 2031-01-01 | KAW2_S2 | 100 | 0.92 | 805.9 | 13601.8 | Geothermal | 2032-12-01 | WPR2_R3 | 112 | 0.22 | 215.8 | 11384.6 | Solar
2036-03-01 | HEN2_R1 | 51 | 0.23 | 102.8 | 12367.9 | Solar | 2030-01-01 | WRK2_R6 | 100 | 0.23 | 201.5 | 12855 | Solar | 2031-02-01 | KAW2_S2 | 100 | 0.92 | 805.9 | 13866.3 | Geothermal | 2030-02-01 | WRK2_R6 | 100 | 0.23 | 201.5 | 12431 | Solar | 2032-01-01 | KPU1_W3 | 168 | 0.4 | 588.7 | 14190.5 | Wind | 2033-05-01 | WRK2_S6 | 86 | 0.92 | 693.1 | 12077.7 | Geothermal
2036-03-01 | WPR2_R3 | 112 | 0.22 | 215.8 | 12583.7 | Solar | 2030-06-01 | KAW2_S1 | 100 | 0.92 | 805.9 | 13660.9 | Geothermal | 2032-01-01 | KPU1_W3 | 168 | 0.4 | 588.7 | 14455 | Wind | 2030-03-01 | KAW2_S1 | 100 | 0.92 | 805.9 | 13236.9 | Geothermal | 2032-01-01 | WRK2_R6 | 100 | 0.23 | 201.5 | 14392 | Solar | 2033-07-01 | HEN2_W2 | 100 | 0.405 | 354.8 | 12432.5 | Wind
2036-07-01 | WRK2_S6 | 86 | 0.92 | 693.1 | 13276.8 | Geothermal | 2030-12-01 | KAW2_S2 | 100 | 0.92 | 805.9 | 14466.8 | Geothermal | 2032-02-01 | HLY2_R2 | 150 | 0.23 | 302.2 | 14757.2 | Solar | 2030-11-01 | KAW2_S2 | 100 | 0.92 | 805.9 | 14042.8 | Geothermal | 2032-02-01 | HAM2_W1 | 54 | 0.41 | 193.9 | 14585.9 | Wind | 2034-01-01 | WKM2_S2 | 60 | 0.92 | 483.6 | 12916.1 | Geothermal
2037-01-01 | HLY2_G3 | 250 | 0.1 | 219 | 13495.8 | Thermal peaker | 2032-01-01 | KPU1_W3 | 168 | 0.4 | 588.7 | 15055.5 | Wind | 2032-09-01 | HLY2_W3 | 154 | 0.41 | 553.1 | 15310.3 | Wind | 2030-12-01 | KPU1_W3 | 168 | 0.4 | 588.7 | 14631.5 | Wind | 2032-07-01 | HLY2_W2 | 154 | 0.41 | 553.1 | 15139 | Wind | 2034-08-01 | HEN2_W3 | 100 | 0.405 | 354.8 | 13270.9 | Wind
2037-01-01 | MTN1_R1 | 84 | 0.23 | 169.2 | 13665 | Solar | 2032-01-01 | HAM2_W1 | 54 | 0.41 | 193.9 | 15249.4 | Wind | 2033-05-01 | WKM2_S2 | 60 | 0.92 | 483.6 | 15793.9 | Geothermal | 2031-12-01 | HLY2_R1 | 150 | 0.23 | 302.2 | 14933.7 | Solar | 2032-09-01 | HLY2_R3 | 150 | 0.23 | 302.2 | 15441.2 | Solar | 2035-01-01 | KIK2_W1 | 150 | 0.39 | 512.5 | 13783.4 | Wind
2037-01-01 | HEN2_W2 | 100 | 0.408 | 357.4 | 14022.4 | Wind | 2032-01-01 | HLY2_W2 | 154 | 0.41 | 553.1 | 15802.5 | Wind | 2034-01-01 | ROT1_S2 | 35 | 0.92 | 282.1 | 16076 | Geothermal | 2032-01-01 | HWB2_W1 | 160 | 0.39 | 546.6 | 15480.3 | Wind | 2033-01-01 | HEN2_W1 | 100 | 0.408 | 357.4 | 15798.6 | Wind | 2035-06-01 | GOR2_W1 | 150 | 0.39 | 512.5 | 14295.9 | Wind
2037-09-01 | WKM2_S2 | 60 | 0.92 | 483.6 | 14506 | Geothermal | 2032-10-01 | HLY2_R3 | 150 | 0.23 | 302.2 | 16104.7 | Solar | 2034-01-01 | WAI1_R1 | 58 | 0.23 | 116.9 | 16192.9 | Solar | 2032-04-01 | KIK2_W1 | 150 | 0.39 | 512.5 | 15992.8 | Wind | 2033-08-01 | HWB2_W1 | 160 | 0.39 | 546.6 | 16345.2 | Wind | 2036-01-01 | MTN1_R1 | 84 | 0.23 | 169.2 | 14465.1 | Solar
2038-01-01 | GLN2_W1 | 84 | 0.39 | 287 | 14793 | Wind | 2033-01-01 | ROT1_S2 | 35 | 0.92 | 282.1 | 16386.8 | Geothermal | 2034-02-01 | HAM2_W1 | 54 | 0.41 | 193.9 | 16386.8 | Wind | 2033-01-01 | GOR2_W4 | 150 | 0.39 | 512.5 | 16505.3 | Wind | 2033-08-01 | ROT1_S2 | 35 | 0.92 | 282.1 | 16627.3 | Geothermal | 2036-03-01 | KAW2_S1 | 100 | 0.92 | 805.9 | 15271 | Geothermal
2039-01-01 | HEN2_W3 | 100 | 0.405 | 354.8 | 15147.8 | Wind | 2033-01-01 | KIK2_W1 | 150 | 0.39 | 512.5 | 16899.3 | Wind | 2034-07-01 | HEN2_W1 | 100 | 0.408 | 357.4 | 16744.2 | Wind | 2033-01-01 | HEN2_W1 | 100 | 0.408 | 357.4 | 16862.7 | Wind | 2033-10-01 | KIK2_W1 | 150 | 0.39 | 512.5 | 17139.8 | Wind | 2037-01-01 | HLY2_G3 | 250 | 0.1 | 219 | 15490 | Thermal peaker
2039-05-01 | HEN2_W4 | 100 | 0.405 | 354.8 | 15502.6 | Wind | 2033-09-01 | HEN2_W1 | 100 | 0.408 | 357.4 | 17256.7 | Wind | 2035-05-01 | GLN2_W1 | 84 | 0.39 | 287 | 17031.2 | Wind | 2033-03-01 | WPR2_R3 | 112 | 0.22 | 215.8 | 17078.5 | Solar | 2034-03-01 | WAI1_R1 | 58 | 0.23 | 116.9 | 17256.7 | Solar | 2037-01-01 | HEN2_R4 | 100 | 0.23 | 201.5 | 15691.5 | Solar
2039-07-01 | KPA1_W1 | 24 | 0.4 | 84.1 | 15586.7 | Wind | 2034-01-01 | GLN2_W1 | 84 | 0.39 | 287 | 17543.7 | Wind | 2035-09-01 | KIK2_W1 | 150 | 0.39 | 512.5 | 17543.7 | Wind | 2033-12-01 | ROT1_S2 | 35 | 0.92 | 282.1 | 17360.6 | Geothermal | 2034-12-01 | GOR2_W4 | 150 | 0.39 | 512.5 | 17769.2 | Wind | 2037-02-01 | TMK1_R1 | 120 | 0.23 | 241.8 | 15933.3 | Solar
2039-12-01 | ORO1_H1 | 25 | 0.55 | 120.5 | 15707.2 | Hydro | 2034-01-01 | KPA1_W1 | 24 | 0.4 | 84.1 | 17627.8 | Wind | 2035-11-01 | KPA1_W1 | 24 | 0.4 | 84.1 | 17627.8 | Wind | 2034-01-01 | HAM2_W1 | 54 | 0.41 | 193.9 | 17554.5 | Wind | 2034-12-01 | WPR2_R3 | 112 | 0.22 | 215.8 | 17985 | Solar | 2037-03-01 | KPA1_W1 | 24 | 0.4 | 84.1 | 16017.4 | Wind
2040-01-01 | LTN2_W1 | 60 | 0.4 | 210.2 | 15917.4 | Wind | 2034-01-01 | WPR2_R3 | 112 | 0.22 | 215.8 | 17843.6 | Solar | 2035-11-01 | HEN2_W2 | 100 | 0.405 | 354.8 | 17982.6 | Wind | 2034-01-01 | HLY2_W3 | 154 | 0.41 | 553.1 | 18107.6 | Wind | 2035-01-01 | HEN2_W2 | 100 | 0.405 | 354.8 | 18339.8 | Wind | 2037-07-01 | GOR2_W2 | 197 | 0.42 | 724.8 | 16742.2 | Wind
2040-01-01 | HTI1_W1 | 48.4 | 0.4 | 169.6 | 16087 | Wind | 2034-07-01 | GOR2_W4 | 150 | 0.39 | 512.5 | 18356.1 | Wind | 2036-04-01 | GOR2_W4 | 150 | 0.39 | 512.5 | 18495.1 | Wind | 2034-07-01 | HEN2_W2 | 100 | 0.405 | 354.8 | 18462.4 | Wind | 2035-11-01 | GLN2_W1 | 84 | 0.39 | 287 | 18626.8 | Wind | 2038-01-01 | HKK6_H1 | 50 | 0.55 | 240.9 | 16983.1 | Hydro
2041-03-01 | LTN2_W2 | 130 | 0.4 | 455.5 | 16542.5 | Wind | 2035-01-01 | LTN2_W2 | 60 | 0.4 | 210.2 | 18566.3 | Wind | 2036-10-01 | MTN1_R1 | 84 | 0.23 | 169.2 | 18664.3 | Solar | 2035-01-01 | GLN2_W1 | 84 | 0.39 | 287 | 18749.4 | Wind | 2035-12-01 | KPA1_W1 | 24 | 0.4 | 84.1 | 18710.9 | Wind | 2038-11-01 | GOR2_W3 | 150 | 0.42 | 551.9 | 17535 | Wind
2041-04-01 | KAW2_S1 | 50 | 0.92 | 403 | 16945.5 | Geothermal | 2035-01-01 | HEN2_W2 | 100 | 0.405 | 354.8 | 18921.1 | Wind | 2037-01-01 | HLY2_G1 | 250 | 0.1 | 219 | 18883.3 | Thermal peaker | 2035-02-01 | ISL2_R2 | 160 | 0.23 | 322.4 | 19071.8 | Solar | 2036-01-01 | HEN2_W3 | 100 | 0.405 | 354.8 | 19065.7 | Wind | 2039-01-01 | LTN2_W2 | 60 | 0.4 | 210.2 | 17745.2 | Wind
2041-09-01 | ROT1_S2 | 35 | 0.92 | 282.1 | 17227.6 | Geothermal | 2035-01-01 | MTN1_R1 | 84 | 0.23 | 169.2 | 19090.3 | Solar | 2037-01-01 | WPR2_R3 | 112 | 0.22 | 215.8 | 19099.1 | Solar | 2035-02-01 | COL6_H1 | 70 | 0.55 | 337.3 | 19409.1 | Hydro | 2036-01-01 | LTN2_W2 | 60 | 0.4 | 210.2 | 19275.9 | Wind | 2039-01-01 | HTI1_W1 | 48.4 | 0.4 | 169.6 | 17914.8 | Wind
2042-01-01 | LTN2_W3 | 130 | 0.4 | 455.5 | 17683.1 | Wind | 2035-08-01 | HEN2_R3 | 100 | 0.23 | 201.5 | 19291.8 | Solar | 2037-02-01 | HEN2_R3 | 100 | 0.23 | 201.5 | 19300.6 | Solar | 2035-03-01 | KPA1_W1 | 24 | 0.4 | 84.1 | 19493.2 | Wind | 2036-01-01 | MTN1_R1 | 84 | 0.23 | 169.2 | 19445.1 | Solar | 2039-10-01 | BLN1_H1 | 70.5 | 0.563 | 347.7 | 18262.5 | Hydro
2043-01-01 | HWB2_W1 | 160 | 0.39 | 546.6 | 18229.7 | Wind | 2036-01-01 | ABY1_R1 | 75 | 0.23 | 151.1 | 19442.9 | Solar | 2037-02-01 | HEN2_W4 | 100 | 0.405 | 354.8 | 19655.4 | Wind | 2035-11-01 | HEN2_W3 | 100 | 0.405 | 354.8 | 19848 | Wind | 2036-02-01 | ABY1_R1 | 75 | 0.23 | 151.1 | 19596.2 | Solar | 2040-01-01 | GOR2_W4 | 150 | 0.42 | 551.9 | 18814.4 | Wind
2043-01-01 | ABY1_R1 | 29 | 0.23 | 58.4 | 18288.1 | Solar | 2036-01-01 | HEN2_W4 | 100 | 0.405 | 354.8 | 19797.7 | Wind | 2038-05-01 | LTN2_W2 | 60 | 0.4 | 210.2 | 19865.6 | Wind | 2036-01-01 | TNG2_W2 | 130 | 0.4 | 455.5 | 20303.5 | Wind | 2036-12-01 | HEN2_R4 | 100 | 0.23 | 201.5 | 19797.7 | Solar | 2040-11-01 | KAW2_S2 | 100 | 0.92 | 805.9 | 19620.3 | Geothermal
2043-07-01 | WHU1_R1 | 147 | 0.23 | 296.2 | 18584.3 | Solar | 2036-01-01 | COL6_H1 | 70 | 0.55 | 337.3 | 20135 | Hydro | 2038-05-01 | HTI1_W1 | 48.4 | 0.4 | 169.6 | 20035.2 | Wind | 2036-01-01 | SVL2_R1 | 100 | 0.23 | 201.5 | 20505 | Solar | 2037-01-01 | HLY2_G1 | 250 | 0.1 | 219 | 20016.7 | Thermal peaker | 2042-01-01 | LTN2_W3 | 130 | 0.4 | 455.5 | 20075.8 | Wind
2044-03-01 | STK2_W1 | 100 | 0.37 | 324.1 | 18908.4 | Wind | 2036-05-01 | GYT1_R1 | 146 | 0.23 | 294.2 | 20429.2 | Solar | 2038-05-01 | STK2_W1 | 100 | 0.37 | 324.1 | 20359.3 | Wind | 2036-02-01 | MTN1_R1 | 84 | 0.23 | 169.2 | 20674.2 | Solar | 2037-01-01 | LTN2_W3 | 130 | 0.4 | 455.5 | 20472.2 | Wind | 2042-01-01 | ROT1_S2 | 35 | 0.92 | 282.1 | 20357.9 | Geothermal
2044-10-01 | TWZ2_R2 | 350 | 0.23 | 705.2 | 19613.6 | Solar | 2037-01-01 | HLY2_G1 | 250 | 0.1 | 219 | 20648.2 | Thermal peaker | 2039-02-01 | CST1_W1 | 125 | 0.39 | 427.1 | 20786.4 | Wind | 2037-01-01 | HLY2_G2 | 250 | 0.1 | 219 | 20893.2 | Thermal peaker | 2037-06-01 | HKK6_H1 | 50 | 0.55 | 240.9 | 20713.1 | Hydro | 2043-01-01 | LTN2_W4 | 130 | 0.4 | 455.5 | 20813.4 | Wind
2045-01-01 | ASB2_H2 | 16 | 0.55 | 77.1 | 19690.7 | Hydro | 2037-01-01 | HKK6_H1 | 50 | 0.55 | 240.9 | 20889.1 | Hydro | 2039-06-01 | LTN2_W3 | 130 | 0.4 | 455.5 | 21241.9 | Wind | 2037-01-01 | HEN2_R4 | 100 | 0.23 | 201.5 | 21094.7 | Solar | 2037-09-01 | COL6_H1 | 70 | 0.55 | 337.3 | 21050.4 | Hydro | 2043-06-01 | TWZ2_H1 | 35 | 0.57 | 174.8 | 20988.2 | Hydro
2045-12-01 | BRB2_W2 | 150 | 0.38 | 499.3 | 20190 | Wind | 2037-01-01 | LTN2_W3 | 130 | 0.4 | 455.5 | 21344.6 | Wind | 2040-05-01 | COL6_H1 | 70 | 0.55 | 337.3 | 21579.2 | Hydro | 2037-01-01 | HKK6_H1 | 50 | 0.55 | 240.9 | 21335.6 | Hydro | 2038-06-01 | TWZ2_R2 | 350 | 0.23 | 705.2 | 21755.6 | Solar | 2043-11-01 | BRB2_W2 | 150 | 0.38 | 499.3 | 21487.5 | Wind
2046-07-01 | CST1_W1 | 125 | 0.39 | 427.1 | 20617.1 | Wind | 2037-11-01 | TWZ2_R2 | 350 | 0.23 | 705.2 | 22049.8 | Solar | 2040-05-01 | LTN2_W4 | 130 | 0.4 | 455.5 | 22034.7 | Wind | 2037-01-01 | LTN2_W2 | 60 | 0.4 | 210.2 | 21545.8 | Wind | 2038-08-01 | HTI1_W1 | 48.4 | 0.4 | 169.6 | 21925.2 | Wind | 2044-04-01 | CST1_W1 | 125 | 0.39 | 427.1 | 21914.6 | Wind
2047-02-01 | TNG2_W2 | 150 | 0.39 | 512.5 | 21129.6 | Wind | 2038-08-01 | BLN1_H1 | 70.5 | 0.563 | 347.7 | 22397.5 | Hydro | 2040-09-01 | HKK6_H1 | 50 | 0.55 | 240.9 | 22275.6 | Hydro | 2037-01-01 | HTI1_W1 | 48.4 | 0.4 | 169.6 | 21715.4 | Wind | 2039-01-01 | LTN2_W4 | 130 | 0.4 | 455.5 | 22380.7 | Wind | 2045-01-01 | TNG2_W2 | 150 | 0.39 | 512.5 | 22427.1 | Wind
2048-01-01 | GYT1_R1 | 146 | 0.23 | 294.2 | 21423.8 | Solar | 2038-12-01 | LTN2_W4 | 130 | 0.4 | 455.5 | 22853 | Wind | 2041-09-01 | TNG2_W2 | 150 | 0.39 | 512.5 | 22788.1 | Wind | 2037-12-01 | TWZ2_R2 | 350 | 0.23 | 705.2 | 22420.6 | Solar | 2040-01-01 | STK2_W1 | 100 | 0.37 | 324.1 | 22704.8 | Wind | 2045-03-01 | WHU1_R1 | 147 | 0.23 | 296.2 | 22723.3 | Solar
2048-01-01 | NSY2_R1 | 59 | 0.22 | 113.7 | 21537.5 | Solar | 2039-04-01 | STK2_W1 | 100 | 0.37 | 324.1 | 23177.1 | Wind | 2042-05-01 | TRK2_S2 | 50 | 0.92 | 403 | 23191.1 | Geothermal | 2039-01-01 | TRK2_S2 | 50 | 0.92 | 403 | 22823.6 | Geothermal | 2040-05-01 | BLN1_H1 | 70.5 | 0.563 | 347.7 | 23052.5 | Hydro | 2046-01-01 | WDV1_W1 | 177 | 0.37 | 573.7 | 23297 | Wind
2048-09-01 | COL6_H1 | 70 | 0.55 | 337.3 | 21874.8 | Hydro | 2040-03-01 | BRB2_W2 | 150 | 0.38 | 499.3 | 23676.4 | Wind | 2042-06-01 | BRB2_W2 | 150 | 0.38 | 499.3 | 23690.4 | Wind | 2039-02-01 | LTN2_W3 | 130 | 0.4 | 455.5 | 23279.1 | Wind | 2040-09-01 | TRK2_S2 | 50 | 0.92 | 403 | 23455.5 | Geothermal | 2046-01-01 | GYT1_R1 | 146 | 0.23 | 294.2 | 23591.2 | Solar
2048-12-01 | TUI1_R1 | 20 | 0.23 | 40.3 | 21915.1 | Solar | 2040-05-01 | TRK2_S2 | 50 | 0.92 | 403 | 24079.4 | Geothermal | 2043-12-01 | WRK2_S7 | 100 | 0.92 | 805.9 | 24496.3 | Geothermal | 2040-01-01 | LTN2_W4 | 130 | 0.4 | 455.5 | 23734.6 | Wind | 2041-06-01 | BRB2_W2 | 150 | 0.38 | 499.3 | 23954.8 | Wind | 2047-01-01 | HWB2_W1 | 160 | 0.39 | 546.6 | 24137.8 | Wind
2049-01-01 | BOB1_R1 | 130 | 0.23 | 261.9 | 22177 | Solar | 2041-01-01 | CST1_W1 | 125 | 0.39 | 427.1 | 24506.5 | Wind | 2045-02-01 | WKM2_S3 | 100 | 0.92 | 805.9 | 25302.2 | Geothermal | 2040-02-01 | BLN1_H1 | 70.5 | 0.563 | 347.7 | 24082.3 | Hydro | 2042-10-01 | WRK2_S7 | 100 | 0.92 | 805.9 | 24760.7 | Geothermal | 2047-02-01 | GYT1_R2 | 100 | 0.225 | 197.1 | 24334.9 | Solar
2050-01-01 | KPU1_R4 | 120 | 0.23 | 241.8 | 22418.8 | Solar | 2041-11-01 | TNG2_W2 | 150 | 0.39 | 512.5 | 25019 | Wind | 2046-02-01 | OKI2_S1 | 100 | 0.92 | 805.9 | 26108.1 | Geothermal | 2040-12-01 | WRK2_S7 | 100 | 0.92 | 805.9 | 24888.2 | Geothermal | 2043-08-01 | CST1_W1 | 125 | 0.39 | 427.1 | 25187.8 | Wind | 2048-01-01 | BOB1_R1 | 130 | 0.23 | 261.9 | 24596.8 | Solar
2050-01-01 | HKK6_H1 | 20 | 0.55 | 96.4 | 22515.2 | Hydro | 2042-10-01 | WRK2_S7 | 100 | 0.92 | 805.9 | 25824.9 | Geothermal | 2046-06-01 | WHU1_R1 | 147 | 0.23 | 296.2 | 26404.3 | Solar | 2042-01-01 | BRB2_W2 | 150 | 0.38 | 499.3 | 25387.5 | Wind | 2044-04-01 | WKM2_S3 | 100 | 0.92 | 805.9 | 25993.7 | Geothermal | 2048-01-01 | ASB2_R2 | 100 | 0.19 | 166.4 | 24763.2 | Solar
2050-04-01 | WHU1_R2 | 180 | 0.23 | 362.7 | 22877.9 | Solar | 2043-08-01 | NSY2_R1 | 100 | 0.22 | 192.7 | 26017.6 | Solar | 2047-01-01 | BOB1_R1 | 130 | 0.23 | 261.9 | 26666.2 | Solar | 2042-06-01 | CST1_W1 | 125 | 0.39 | 427.1 | 25814.6 | Wind | 2045-05-01 | OKI2_S1 | 100 | 0.92 | 805.9 | 26799.6 | Geothermal | 2048-06-01 | BPE2_W1 | 150 | 0.37 | 486.2 | 25249.4 | Wind
[7 empty] | 2044-01-01 | GOR2_W5 | 150 | 0.39 | 512.5 | 26530.1 | Wind | 2047-03-01 | GYT1_R1 | 146 | 0.23 | 294.2 | 26960.4 | Solar | 2043-01-01 | TNG2_W3 | 150 | 0.39 | 512.5 | 26327.1 | Wind | 2045-09-01 | WHU1_R1 | 147 | 0.23 | 296.2 | 27095.8 | Solar | 2048-10-01 | KPU1_R4 | 120 | 0.23 | 241.8 | 25491.2 | Solar
[7 empty] | 2044-10-01 | WKM2_S3 | 100 | 0.92 | 805.9 | 27336 | Geothermal | 2047-10-01 | TUI1_H1 | 44 | 0.55 | 212 | 27172.4 | Hydro | 2043-11-01 | STK2_W1 | 100 | 0.37 | 324.1 | 26651.2 | Wind | 2045-12-01 | TNG2_W2 | 150 | 0.39 | 512.5 | 27608.3 | Wind | 2049-01-01 | WHU1_R2 | 180 | 0.23 | 362.7 | 25853.9 | Solar
[7 empty] | 2045-08-01 | OKI2_S1 | 100 | 0.92 | 805.9 | 28141.9 | Geothermal | 2048-01-01 | KPU1_R4 | 120 | 0.23 | 241.8 | 27414.2 | Solar | 2044-04-01 | ABY1_R1 | 75 | 0.23 | 151.1 | 26802.3 | Solar | 2047-05-01 | WDV1_W1 | 177 | 0.37 | 573.7 | 28182 | Wind | 2049-03-01 | EDG2_R1 | 115 | 0.23 | 231.7 | 26085.6 | Solar
[7 empty] | 2046-01-01 | GYT1_R2 | 100 | 0.225 | 197.1 | 28339 | Solar | 2048-03-01 | ABY1_R1 | 75 | 0.23 | 151.1 | 27565.3 | Solar | 2044-07-01 | WKM2_S3 | 100 | 0.92 | 805.9 | 27608.2 | Geothermal | 2047-06-01 | BOB1_R1 | 130 | 0.23 | 261.9 | 28443.9 | Solar | 2050-01-01 | TRK2_S2 | 50 | 0.92 | 403 | 26488.6 | Geothermal
[7 empty] | 2046-09-01 | BPE2_W1 | 150 | 0.37 | 486.2 | 28825.2 | Wind | 2048-04-01 | BLN1_H1 | 70.5 | 0.563 | 347.7 | 27913 | Hydro | 2045-07-01 | OKI2_S1 | 100 | 0.92 | 805.9 | 28414.1 | Geothermal | 2047-09-01 | KPU1_R4 | 120 | 0.23 | 241.8 | 28685.7 | Solar | 2050-03-01 | ABY1_R1 | 75 | 0.23 | 151.1 | 26639.7 | Solar
[7 empty] | 2047-01-01 | WHU1_R1 | 147 | 0.23 | 296.2 | 29121.4 | Solar | 2049-03-01 | EDG2_R1 | 115 | 0.23 | 231.7 | 28144.7 | Solar | 2046-05-01 | WHU1_R1 | 147 | 0.23 | 296.2 | 28710.3 | Solar | 2048-01-01 | TUI1_H1 | 44 | 0.55 | 212 | 28897.7 | Hydro
[7 empty] | 2048-01-01 | GFD1_W1 | 60 | 0.35 | 184 | 29305.4 | Wind | 2049-05-01 | TWZ2_R2 | 350 | 0.23 | 705.2 | 28849.9 | Solar | 2046-09-01 | GOR2_W5 | 150 | 0.39 | 512.5 | 29222.8 | Wind | 2048-06-01 | GOR2_W5 | 150 | 0.39 | 512.5 | 29410.2 | Wind
[7 empty] | 2048-02-01 | WDV1_W1 | 177 | 0.37 | 573.7 | 29879.1 | Wind | 2050-01-01 | NSY2_R1 | 100 | 0.22 | 192.7 | 29042.6 | Solar | 2046-10-01 | GYT1_R1 | 146 | 0.23 | 294.2 | 29517 | Solar | 2049-02-01 | NSY2_R1 | 100 | 0.22 | 192.7 | 29602.9 | Solar
[7 empty] | 2049-01-01 | BOB1_R1 | 130 | 0.23 | 261.9 | 30141 | Solar | 2050-07-01 | WHU1_R2 | 180 | 0.23 | 362.7 | 29405.3 | Solar | 2047-04-01 | TUI1_H1 | 44 | 0.55 | 212 | 29729 | Hydro | 2049-04-01 | WHU1_R2 | 180 | 0.23 | 362.7 | 29965.6 | Solar
[7 empty] | 2049-02-01 | TUI1_H1 | 44 | 0.55 | 212 | 30353 | Hydro | 2050-12-01 | GOR2_W5 | 150 | 0.39 | 512.5 | 29917.8 | Wind | 2047-11-01 | NSY2_R1 | 100 | 0.22 | 192.7 | 29921.7 | Solar | 2049-09-01 | GYT1_R1 | 146 | 0.23 | 294.2 | 30259.8 | Solar
[7 empty] | 2049-02-01 | KPU1_R4 | 120 | 0.23 | 241.8 | 30594.8 | Solar | [7 empty] | 2047-12-01 | BPE2_W1 | 150 | 0.37 | 486.2 | 30407.9 | Wind | 2049-09-01 | TWH2_W1 | 150 | 0.39 | 512.5 | 30772.3 | Wind
[7 empty] | 2049-07-01 | WHU1_R2 | 180 | 0.23 | 362.7 | 30957.5 | Solar | [7 empty] | 2048-01-01 | GYT1_R2 | 100 | 0.225 | 197.1 | 30605 | Solar | 2050-02-01 | GYT1_R2 | 100 | 0.225 | 197.1 | 30969.4 | Solar
[7 empty] | 2050-03-01 | TWH2_W1 | 150 | 0.39 | 512.5 | 31470 | Wind | [7 empty] | 2049-01-01 | WDV1_W1 | 177 | 0.37 | 573.7 | 31178.7 | Wind
[7 empty] | 2050-04-01 | KAW2_W3 | 125 | 0.39 | 427.1 | 31897.1 | Wind | [7 empty] | 2049-01-01 | GFD1_W1 | 60 | 0.35 | 184 | 31362.7 | Wind
[7 empty] | 2050-10-01 | ASB2_R2 | 100 | 0.19 | 166.4 | 32063.5 | Solar | [7 empty] | 2050-01-01 | BOB1_R1 | 130 | 0.23 | 261.9 | 31624.6 | Solar
[21 empty] | 2050-03-01 | KPU1_R4 | 120 | 0.23 | 241.8 | 31866.4 | Solar
[21 empty] | 2050-03-01 | CUL2_H1 | 85 | 0.55 | 409.5 | 32275.9 | Hydro
Grid scale battery build
Common to all scenarios
Operation Date | Node | Capacity MW | Energy Storage (MWh)
2023-07-01 | HLY2 | 35 | 26.25
2024-07-01 | MDN2 | 100 | 200
2033-01-01 | HEN2 | 150 | 1200
2039-01-01 | HAY2 | 150 | 1200
2042-01-01 | ISL2 | 150 | 1200
2047-01-01 | HLY2 | 150 | 1200
| Summary of total new build (MW) and annual generation (GWh) by 2035 across each scenario, for renewables | [5 empty] | Summary of total new build (MW) and annual generation (GWh) by 2050 across each scenario, for renewables
| Scenario | Measure | Wind | Solar | Geothermal | Total | Wind | Solar | Geothermal | Total
| The reference scenario | Capacity (MW) | 1418.3 | 1587 | 473.4 | 3478.7 | 2879.7 | 3015 | 704.4 | 6599.1
|  | Annual generation (GWh) | 8305.5924 | 3041.4179 | 11721.4829 | 23068.4932 | 13526.4441 | 5394.2547 | 13581.5359 | 32502.2348
| EB4 demonstration path | Capacity (MW) | 2306.3 | 2028 | 854.4 | 5188.7 | 4003.3 | 3476 | 1204.4 | 8683.7
|  | Annual generation (GWh) | 11591.7625 | 3738.7703 | 14792.0364 | 30122.5692 | 16985.209 | 5973.7953 | 17610.3408 | 40569.345
| EB4 demonstration path sensitivity - low carbon price | Capacity (MW) | 2096.3 | 1732 | 854.4 | 4682.7 | 3389.7 | 3391 | 1204.4 | 7985.1
| EB4 demonstration path sensitivity - high gas price | Annual generation (GWh) | 10092.819 | 3289.4314 | 14792.0364 | 28174.2868 | 14805.83 | 5964.8066 | 17610.9367 | 38381.5733
| EB4 demonstration path sensitivity - low gas price | Capacity (MW) | 2246.3 | 1844 | 854.4 | 4944.7 | 3716.7 | 3376 | 1204.4 | 8297.1
| EB4 demonstration path sensitivity - Tiwai exit | Annual generation (GWh) | 11073.2209 | 3501.1247 | 14792.0364 | 29366.382 | 16313.6305 | 5955.3209 | 17610.2079 | 39879.1594
| EB4 demonstration path sensitivity - high gas price | Capacity (MW) | 2381.3 | 2004 | 854.4 | 5239.7 | 3941.7 | 3456 | 1204.4 | 8602.1
|  | Annual generation (GWh) | 11527.03 | 3746.821 | 14792.04 | 30065.891 | 16831.35 | 6044.421 | 17610.47 | 40486.241
| EB4 demonstration path sensitivity - Tiwai exit | Capacity (MW) | 1665.3 | 1724 | 619.4 | 4008.7 | 3466.7 | 3141 | 904.4 | 7512.1
|  | Annual generation (GWh) | 9162.917 | 3294.7439 | 12898.1251 | 25355.786 | 15404.8493 | 5546.6593 | 15192.579 | 36144.0876

## Scenario results
Scenario Results
Notes:
1. All prices are in real 2023 NZD and are the time weighted average spot market price
2. Prices are given at the Haywards grid exit point
3. Emissions and generation values are given as the average (mean) across simulated weather years
4. Prices are given at percentile levels, as well as a median price. The price distribution reflects the modelled variation across simulated weather years. For example, the 95th percentile line corresponds to the price that is exceeded in only 5% of weather years
5. The 2023 model year is for the period of 1 November to 31 December
6. Supply of last resort refers to generation needed to meet the very top of the highest demand peaks. It is modelled via hypothetical generation units which switch on at very high prices when all other generation is already in use. In reality, the supply/demand balance for these periods could be met by flexible supply such as batteries or through demand side response (or a combination of both).
|  |  | Year | 2023 | 2024 | 2025 | 2026 | 2027 | 2028 | 2029 | 2030 | 2031 | 2032 | 2033 | 2034 | 2035 | 2036 | 2037 | 2038 | 2039 | 2040 | 2041 | 2042 | 2043 | 2044 | 2045 | 2046 | 2047 | 2048 | 2049 | 2050
The reference scenario
Generation
Generation by type (GWh)
|  |  | Gas CCGT | 47.2958 | 4134.5401 | 2486.0951 | 2201.2539 | 1955.2287 | 1679.2374 | 1298.3269 | 1204.0499 | 1082.1876 | 458.3748 | 431.4983 | 416.3246 | 398.9103 | 395.8831 | 0 | 0 | 0 | 0 | 0 | 0 | 0 | 0 | 0 | 0 | 0 | 0 | 0 | 0
|  |  | Coal | 215.9916 | 724.9293 | 565.1158 | 315.5461 | 242.289 | 212.8992 | 172.1463 | 146.0776 | 142.4132 | 218.1159 | 162.4117 | 127.2161 | 114.4472 | 110.0121 | 161.203 | 156.9798 | 125.9069 | 128.6448 | 127.1149 | 125.0213 | 126.7452 | 134.9011 | 135.6517 | 126.961 | 127.7064 | 139.0809 | 134.0903 | 136.3568
|  |  | Wind | 319.6095 | 4098.2383 | 4508.409 | 4544.8281 | 4901.225 | 5210.3009 | 5985.0264 | 6583.7975 | 6983.6093 | 7006.9348 | 7084.1199 | 7568.0039 | 8305.5924 | 8591.5697 | 8926.728 | 9245.023 | 9880.4875 | 10420.9652 | 10782.4189 | 11298.8904 | 11781.7076 | 12087.1172 | 12126.0965 | 12841.8763 | 13492.5042 | 13553.4471 | 13507.9574 | 13526.4441
|  |  | Hydro | 2026.3717 | 24217.5814 | 24202.0729 | 24171.5379 | 23966.7025 | 24157.4605 | 23813.1942 | 23740.487 | 23754.5187 | 23818.981 | 23733.2976 | 23660.0818 | 23568.0006 | 23599.4393 | 23371.9801 | 23462.3909 | 23313.7168 | 23532.1261 | 23423.4947 | 23388.0712 | 23339.456 | 23260.8097 | 23297.8557 | 23186.5901 | 23144.2459 | 23262.4541 | 23426.4666 | 23470.4299
|  |  | Geothermal | 673.4883 | 8184.6568 | 9717.2863 | 9861.5025 | 10049.5222 | 10321.804 | 10294.8838 | 10298.4901 | 10292.4861 | 11065.8557 | 11678.7302 | 11720.291 | 11721.4829 | 12105.5063 | 12573.6851 | 12895.6032 | 12896.5046 | 12933.1485 | 13299.5353 | 13580.6179 | 13580.9901 | 13618.3517 | 13581.9645 | 13583.1564 | 13586.7056 | 13617.5593 | 13580.7365 | 13581.5359
|  |  | Gas Peak | 145.6117 | 1121.7973 | 1208.0784 | 880.9649 | 700.3066 | 644.3475 | 612.8412 | 537.3557 | 531.5669 | 759.2046 | 713.9638 | 670.5534 | 651.8595 | 653.449 | 888.3028 | 881.3818 | 795.3104 | 804.4502 | 810.9619 | 798.9244 | 804.2813 | 819.0362 | 811.5594 | 810.008 | 803.6275 | 838.7666 | 844.1626 | 849.5904
|  |  | Utility Solar | 7.0578 | 103.9622 | 341.655 | 1217.6413 | 1800.1151 | 1977.5288 | 2080.7786 | 2244.9774 | 2492.5173 | 2629.4967 | 2650.9734 | 2937.8366 | 3041.4179 | 3274.1248 | 3486.8065 | 3468.8836 | 3447.6351 | 3443.9034 | 3408.6886 | 3386.6197 | 3572.4635 | 3971.7919 | 4398.4544 | 4368.3721 | 4344.6134 | 4742.0292 | 4982.2449 | 5394.2547
|  |  | Diesel | 0.098645 | 14.1004 | 11.2124 | 6.5347 | 7.3802 | 8.0984 | 8.7255 | 9.3257 | 9.3919 | 12.0868 | 9.3858 | 10.5337 | 11.6058 | 11.2222 | 9.6481 | 10.8039 | 9.6011 | 10.6358 | 11.1881 | 10.6976 | 12.1764 | 14.2628 | 14.1025 | 16.5361 | 17.8376 | 19.5371 | 19.6112 | 20.9103
|  |  | Cogen | 80.8707 | 941.1078 | 938.3867 | 938.3323 | 938.5613 | 941.0536 | 938.5219 | 938.5154 | 938.3368 | 941.0016 | 938.5011 | 938.4386 | 938.6594 | 940.8415 | 938.3323 | 938.3091 | 938.4512 | 941.1368 | 938.4655 | 938.3368 | 938.5077 | 941.0058 | 938.4386 | 938.6594 | 938.4655 | 940.8225 | 938.3859 | 938.4512
|  |  | Supply of last resort | 0 | 4.1787 | 4.3507 | 3.47 | 3.9249 | 4.787 | 5.2097 | 6.042 | 5.7911 | 7.4054 | 6.0565 | 7.7766 | 9.2353 | 8.1505 | 6.864 | 7.5103 | 7.2827 | 8.7469 | 9.6136 | 10.0568 | 11.7529 | 13.4187 | 14.2336 | 17.0364 | 18.707 | 19.5277 | 20.9708 | 20.682
|  |  | Total | 3516.3956 | 43545.0922 | 43982.6623 | 44141.6117 | 44565.2555 | 45157.5172 | 45209.6545 | 45709.1184 | 46232.8189 | 46917.4573 | 47408.9384 | 48057.0564 | 48761.2113 | 49690.1987 | 50363.5499 | 51066.8855 | 51414.8963 | 52223.7577 | 52811.4815 | 53537.2363 | 54168.0806 | 54860.6952 | 55318.357 | 55889.196 | 56474.4132 | 57133.2245 | 57454.6262 | 57938.6554
Renewable %
|  |  | Excluding cogen | 88.1% | 85.93% | 90.08% | 92.12% | 93.34% | 94.25% | 95.27% | 95.76% | 96.1% | 96.85% | 97.17% | 97.4% | 97.54% | 97.6% | 97.86% | 97.91% | 98.16% | 98.16% | 98.17% | 98.22% | 98.23% | 98.2% | 98.23% | 98.26% | 98.29% | 98.23% | 98.23% | 98.23%
|  |  | Including cogen, and assuming cogen is non-renewable | 86.07% | 84.07% | 88.16% | 90.16% | 91.37% | 92.28% | 93.3% | 93.8% | 94.15% | 94.91% | 95.24% | 95.5% | 95.66% | 95.75% | 96.03% | 96.11% | 96.36% | 96.39% | 96.43% | 96.5% | 96.53% | 96.52% | 96.57% | 96.61% | 96.66% | 96.61% | 96.63% | 96.64%
Installed Capacity (MW)
|  |  | Wind | 43 | 219 | 219 | 291 | 474 | 474 | 821 | 971 | 971 | 971 | 1139 | 1139 | 1418.3 | 1418.3 | 1518.3 | 1602.3 | 1826.3 | 1934.7 | 2064.7 | 2194.7 | 2354.7 | 2454.7 | 2604.7 | 2729.7 | 2879.7 | 2879.7 | 2879.7 | 2879.7
|  |  | Geothermal | 0 | 219.4 | 244.4 | 244.4 | 296.4 | 296.4 | 296.4 | 296.4 | 296.4 | 413.4 | 473.4 | 473.4 | 473.4 | 559.4 | 619.4 | 619.4 | 619.4 | 619.4 | 704.4 | 704.4 | 704.4 | 704.4 | 704.4 | 704.4 | 704.4 | 704.4 | 704.4 | 704.4
|  |  | Solar | 0 | 46 | 342 | 804 | 904 | 1054 | 1054 | 1279 | 1279 | 1379 | 1379 | 1587 | 1587 | 1750 | 1834 | 1834 | 1834 | 1834 | 1834 | 1834 | 2010 | 2360 | 2360 | 2360 | 2360 | 2585 | 2715 | 3015
|  |  | Hydro | 0 | 0 | 0 | 0 | 0 | 0 | 0 | 0 | 35 | 35 | 35 | 35 | 35 | 35 | 35 | 35 | 60 | 60 | 60 | 60 | 60 | 60 | 76 | 76 | 76 | 146 | 146 | 166
|  |  | Total | 43 | 484.4 | 805.4 | 1339.4 | 1674.4 | 1824.4 | 2171.4 | 2546.4 | 2581.4 | 2798.4 | 3026.4 | 3234.4 | 3513.7 | 3762.7 | 4006.7 | 4090.7 | 4339.7 | 4448.1 | 4663.1 | 4793.1 | 5129.1 | 5579.1 | 5745.1 | 5870.1 | 6020.1 | 6315.1 | 6445.1 | 6765.1
Emissions
|  |  | kt | 401.7467 | 4217.3327 | 3487.7087 | 2984.9237 | 2751.2095 | 2598.8997 | 2400.3009 | 2307.3708 | 2253.436 | 2198.8507 | 2116.4569 | 2060.6652 | 2035.4056 | 2035.4127 | 2025.545 | 2019.5956 | 1951.6247 | 1963.2273 | 1969.3165 | 1962.2054 | 1967.361 | 1986.678 | 1979.6201 | 1973.6687 | 1973.1239 | 2002.8531 | 1997.4075 | 2002.9151
|  |  | g/kWh | 114.2496 | 96.8498 | 79.2974 | 67.6215 | 61.7344 | 57.5519 | 53.0927 | 50.4794 | 48.741 | 46.8664 | 44.6426 | 42.8796 | 41.7423 | 40.9621 | 40.2185 | 39.548 | 37.9584 | 37.5926 | 37.2896 | 36.6512 | 36.3196 | 36.2131 | 35.786 | 35.314 | 34.9384 | 35.0558 | 34.765 | 34.5696
Wholesale prices
TWA wholesale price ($/MWh) for Haywards GXP
|  |  | 5th percentile | 99.726 | 98.362 | 81.232 | 66.768 | 58.062 | 59.976 | 60.296 | 57.892 | 58.61 | 64.296 | 61.628 | 60.456 | 58.83 | 57.642 | 53.046 | 52.262 | 44.49 | 48.766 | 46.466 | 48.302 | 51.78 | 49.19 | 53.49 | 50.11 | 51.554 | 52.83 | 55.05 | 55.075
|  |  | 25th percentile | 137.22 | 118.77 | 114.14 | 98.7 | 81.67 | 83.71 | 88.77 | 84.82 | 84.31 | 90.69 | 88.22 | 87.15 | 87.35 | 90.83 | 83.28 | 85.72 | 82.7 | 85.36 | 83.65 | 86.3 | 87.57 | 87.06 | 90.72 | 90.45 | 89.69 | 95.47 | 96.3 | 99.025
|  |  | median | 151.41 | 134.23 | 130.06 | 110.85 | 102.27 | 105.72 | 103.07 | 100.94 | 103.44 | 111.53 | 112.06 | 114.32 | 114.27 | 114.63 | 117.64 | 121.34 | 119.16 | 118.15 | 119.53 | 121.05 | 124.9 | 124.26 | 125.54 | 127.34 | 128.1 | 131.37 | 134.78 | 137.33
|  |  | 75th percentile | 164.26 | 152.26 | 152.7 | 135.86 | 124.77 | 122.63 | 127.06 | 120.31 | 123.69 | 140.81 | 142.78 | 144.13 | 146.09 | 146.23 | 147.46 | 151.49 | 147.72 | 152 | 154.96 | 155.75 | 157.48 | 157.69 | 158.37 | 162.53 | 163.43 | 167.05 | 168.74 | 172.53
|  |  | 95th percentile | 179.58 | 180.996 | 188.342 | 168.506 | 154.93 | 156.386 | 156.734 | 150.94 | 156.628 | 167.392 | 173.052 | 176.226 | 177.872 | 179.038 | 181.694 | 186.6 | 187.142 | 189.494 | 193.482 | 195.552 | 196.342 | 197.154 | 196.122 | 200.27 | 204.76 | 208.486 | 210.882 | 216.35
EB4 demonstration path
Generation
Generation by type (GWh)
|  |  | Gas CCGT | 49.8743 | 4342.8471 | 2681.2583 | 2534.6815 | 2303.8354 | 1855.1664 | 1534.511 | 1453.2478 | 1226.1088 | 610.7202 | 569.3502 | 555.9989 | 542.7708 | 516.864 | 0 | 0 | 0 | 0 | 0 | 0 | 0 | 0 | 0 | 0 | 0 | 0 | 0 | 0
|  |  | Coal | 228.7215 | 973.9309 | 984.0393 | 793.4688 | 624.0628 | 440.5405 | 444.1663 | 371.4025 | 285.4623 | 363.015 | 281.543 | 240.259 | 230.408 | 215.4423 | 324.6304 | 356.6788 | 334.8883 | 310.624 | 302.6197 | 327.2746 | 311.3466 | 331.0025 | 294.0144 | 297.7915 | 316.4962 | 315.4332 | 330.2231 | 302.5078
|  |  | Wind | 319.6095 | 4098.2435 | 4508.5046 | 4844.8645 | 6451.0938 | 7105.9136 | 7947.3541 | 7951.8486 | 7945.7864 | 9296.5982 | 9908.2087 | 10779.498 | 11591.7625 | 11971.7023 | 12376.3846 | 12410.1473 | 13067.6756 | 13624.5285 | 14125.7568 | 14551.3356 | 14539.9927 | 15067.8211 | 15000.1571 | 15178.0448 | 15488.0747 | 16269.1262 | 16249.0823 | 16985.209
|  |  | Hydro | 1990.9491 | 24166.863 | 24315.9268 | 24414.6798 | 24237.9543 | 24204.5699 | 23999.2229 | 23967.4313 | 23834.7595 | 23686.9331 | 23562.3831 | 23444.5267 | 23301.6501 | 23551.6451 | 23629.2855 | 23783.9944 | 23981.2732 | 24043.7779 | 23788.247 | 23800.2887 | 23903.4987 | 23872.4564 | 23801.6356 | 23736.8964 | 23809.1501 | 23887.192 | 23974.2913 | 23878.6838
|  |  | Geothermal | 673.4883 | 8184.6568 | 9683.0623 | 9861.5025 | 10292.9315 | 11267.3138 | 11965.1258 | 13442.571 | 14507.447 | 14547.3853 | 14790.3526 | 14790.8445 | 14792.0364 | 14835.079 | 14789.5229 | 14789.5145 | 14790.4159 | 15102.7287 | 15198.4679 | 15395.5364 | 15998.6308 | 16245.6903 | 17143.2782 | 17612.5572 | 17616.1067 | 17657.9356 | 17609.7421 | 17610.3408
|  |  | Gas Peak | 155.778 | 1313.3837 | 1570.449 | 1383.5916 | 1101.9217 | 860.7094 | 913.3544 | 828.8637 | 723.8479 | 890.3931 | 840.5625 | 803.442 | 767.4576 | 749.5603 | 1140.209 | 1195.83 | 1168.3416 | 1142.3176 | 1078.2784 | 1145.5307 | 1135.3806 | 1168.0883 | 1108.9143 | 1113.3308 | 1166.072 | 1204.4 | 1247.5625 | 1190.3665
|  |  | Utility Solar | 7.0578 | 103.9622 | 353.2062 | 1565.3415 | 1798.5267 | 2331.2098 | 2918.8153 | 3090.8679 | 3068.2063 | 3162.7914 | 3321.4225 | 3512.5791 | 3738.7703 | 4140.9139 | 4386.5209 | 4898.0721 | 4871.7965 | 4859.121 | 4793.7569 | 4771.7744 | 4846.3205 | 4937.8865 | 4881.4372 | 5024.712 | 5276.6713 | 5277.8664 | 5786.7034 | 5973.7953
|  |  | Diesel | 0.12673 | 19.5377 | 20.9642 | 15.6004 | 17.8953 | 18.9192 | 22.9441 | 23.1961 | 20.3335 | 26.1168 | 22.8777 | 25.0696 | 27.2589 | 26.8138 | 25.4956 | 27.7913 | 27.0737 | 29.0561 | 31.1035 | 31.9555 | 32.8145 | 36.5575 | 35.6878 | 37.9063 | 41.9639 | 46.6698 | 50.0539 | 56.388
|  |  | Cogen | 80.8707 | 941.1078 | 938.3867 | 938.3323 | 938.5613 | 941.0536 | 938.5219 | 938.5154 | 938.3368 | 941.0016 | 938.5011 | 938.4386 | 938.6594 | 940.8415 | 938.3323 | 938.3091 | 938.4512 | 941.1368 | 938.4614 | 938.333 | 938.5006 | 940.9944 | 938.4272 | 938.6482 | 938.454 | 940.8077 | 938.3527 | 938.4057
|  |  | Supply of last resort | 0 | 6.3647 | 7.8305 | 9.6878 | 12.747 | 16.6731 | 22.715 | 22.5094 | 18.5096 | 24.6943 | 22.677 | 26.8879 | 30.9385 | 28.4541 | 28.7531 | 31.2094 | 31.9399 | 35.3071 | 38.2906 | 39.0696 | 41.7865 | 47.0393 | 47.8847 | 51.1399 | 53.9365 | 64.241 | 69.1364 | 83.3824
|  |  | Total | 3506.4759 | 44150.8974 | 45063.6279 | 46361.7508 | 47779.5299 | 49042.0694 | 50706.7307 | 52090.4538 | 52568.7981 | 53549.6489 | 54257.8786 | 55117.5444 | 55961.7125 | 56977.3164 | 57639.1342 | 58431.5469 | 59211.8559 | 60088.5976 | 60294.9823 | 61001.0986 | 61748.2716 | 62647.5363 | 63251.4365 | 63991.0272 | 64706.9252 | 65663.6719 | 66255.1476 | 67019.0792
Renewable %
|  |  | Excluding cogen | 87.32% | 84.61% | 88.09% | 89.59% | 91.36% | 93.4% | 94.14% | 94.77% | 95.63% | 96.41% | 96.78% | 97% | 97.15% | 97.31% | 97.37% | 97.25% | 97.37% | 97.49% | 97.62% | 97.49% | 97.57% | 97.51% | 97.69% | 97.7% | 97.61% | 97.58% | 97.51% | 97.66%
|  |  | Including cogen, and assuming cogen is non-renewable | 85.3% | 82.81% | 86.25% | 87.78% | 89.56% | 91.61% | 92.4% | 93.06% | 93.92% | 94.71% | 95.11% | 95.35% | 95.52% | 95.7% | 95.79% | 95.69% | 95.83% | 95.97% | 96.1% | 96% | 96.08% | 96.05% | 96.24% | 96.27% | 96.19% | 96.18% | 96.13% | 96.29%
Installed Capacity (MW)
|  |  | Wind | 43 | 219 | 219 | 384 | 821 | 1102.3 | 1262.3 | 1262.3 | 1262.3 | 1638.3 | 1888.3 | 2146.3 | 2306.3 | 2406.3 | 2536.3 | 2666.3 | 2766.3 | 2916.3 | 3191.3 | 3191.3 | 3191.3 | 3341.3 | 3341.3 | 3491.3 | 3491.3 | 3728.3 | 3728.3 | 4003.3
|  |  | Geothermal | 0 | 219.4 | 244.4 | 244.4 | 296.4 | 413.4 | 533.4 | 819.4 | 819.4 | 819.4 | 854.4 | 854.4 | 854.4 | 854.4 | 854.4 | 854.4 | 854.4 | 904.4 | 904.4 | 1004.4 | 1004.4 | 1104.4 | 1204.4 | 1204.4 | 1204.4 | 1204.4 | 1204.4 | 1204.4
|  |  | Solar | 0 | 46 | 342 | 804 | 904 | 1174 | 1482 | 1582 | 1582 | 1732 | 1732 | 1844 | 2028 | 2249 | 2599 | 2599 | 2599 | 2599 | 2599 | 2599 | 2699 | 2699 | 2699 | 2799 | 2946 | 2946 | 3376 | 3476
|  |  | Hydro | 0 | 0 | 0 | 0 | 0 | 35 | 35 | 35 | 35 | 35 | 35 | 35 | 35 | 105 | 155 | 225.5 | 225.5 | 225.5 | 225.5 | 225.5 | 225.5 | 225.5 | 225.5 | 225.5 | 225.5 | 225.5 | 269.5 | 269.5
|  |  | Total | 43 | 484.4 | 805.4 | 1432.4 | 2021.4 | 2724.7 | 3312.7 | 3698.7 | 3698.7 | 4224.7 | 4509.7 | 4879.7 | 5223.7 | 5614.7 | 6144.7 | 6345.2 | 6445.2 | 6645.2 | 6920.2 | 7020.2 | 7120.2 | 7370.2 | 7470.2 | 7720.2 | 7867.2 | 8104.2 | 8578.2 | 8953.2
Emissions
|  |  | kt | 418.6101 | 4608.0606 | 4102.7234 | 3770.969 | 3413.7852 | 2977.3072 | 2885.8767 | 2765.3472 | 2574.9525 | 2495.0696 | 2379.0706 | 2322.2969 | 2293.7316 | 2266.6859 | 2332.3214 | 2387.6091 | 2355.4504 | 2330.9883 | 2293.7237 | 2347.5289 | 2335.9032 | 2376.9477 | 2322.146 | 2334.301 | 2378.994 | 2401.7727 | 2433.4774 | 2387.6756
|  |  | g/kWh | 119.382 | 104.3707 | 91.0429 | 81.3379 | 71.4487 | 60.7092 | 56.9131 | 53.0874 | 48.9825 | 46.5936 | 43.8475 | 42.1335 | 40.9875 | 39.7823 | 40.4642 | 40.8616 | 39.78 | 38.7925 | 38.0417 | 38.4834 | 37.8295 | 37.9416 | 36.7129 | 36.4786 | 36.7657 | 36.5769 | 36.7289 | 35.6268
Wholesale prices
TWA wholesale price ($/MWh) for Haywards GXP
|  |  | 5th percentile | 107.056 | 111.636 | 109.034 | 97.654 | 84.364 | 75.488 | 83.53 | 81.372 | 73.626 | 78.176 | 73.996 | 74.486 | 75.654 | 73.522 | 74.804 | 78.7 | 77.652 | 77.232 | 76.902 | 80.558 | 82.738 | 83.512 | 82.43 | 84.296 | 88.762 | 88.43 | 92.516 | 92.23
|  |  | 25th percentile | 144.87 | 131.84 | 137.25 | 129.18 | 115.38 | 101.41 | 110.56 | 109.57 | 102.91 | 108.97 | 105.62 | 106.99 | 105.55 | 103.48 | 105.06 | 110.68 | 111.18 | 110.54 | 106.93 | 114.7 | 116.05 | 120.47 | 120.03 | 115.88 | 124.37 | 134.54 | 139.74 | 140.96
|  |  | median | 160.16 | 148.81 | 154.72 | 146.4 | 131.96 | 119.55 | 125.22 | 122.16 | 119.35 | 126.42 | 126.25 | 128.17 | 128.09 | 126.56 | 131.65 | 136.74 | 137.19 | 136.97 | 135 | 141.39 | 144.83 | 147.84 | 150.56 | 151.31 | 157.61 | 161.29 | 167.04 | 168.23
|  |  | 75th percentile | 176.1 | 167.72 | 177.97 | 167.58 | 151.36 | 139.6 | 147.7 | 147.85 | 144.3 | 155.73 | 156.17 | 158.11 | 156.98 | 156.44 | 159.78 | 164.25 | 164.27 | 168.09 | 165.05 | 171.43 | 177.83 | 182.61 | 182.67 | 186.9 | 194.25 | 199.71 | 204.55 | 208.715
|  |  | 95th percentile | 194.468 | 199.84 | 217.826 | 204.9 | 186.26 | 172.658 | 176.616 | 178.238 | 175.508 | 186.012 | 186.526 | 189.076 | 187.882 | 185.922 | 190.292 | 200.29 | 200.448 | 202.986 | 201.104 | 208.122 | 215.648 | 219.198 | 221.66 | 221.778 | 234.476 | 243.14 | 258.9 | 266.175
EB4 demonstration path sensitivity - low carbon price
Generation
Generation by type (GWh)
|  |  | Gas CCGT | 50.7884 | 4364.8266 | 2677.1048 | 2590.6165 | 2344.3654 | 1788.7976 | 1566.2261 | 1495.8148 | 1351.411 | 656.4454 | 631.6108 | 628.2361 | 665.0365 | 578.8202 | 0 | 0 | 0 | 0 | 0 | 0 | 0 | 0 | 0 | 0 | 0 | 0 | 0 | 0
|  |  | Coal | 223.9063 | 921.974 | 886.7384 | 758.95 | 580.3655 | 330.5077 | 438.5729 | 502.589 | 502.926 | 803.5568 | 849.6583 | 909.0939 | 1056.68 | 949.1435 | 1060.0799 | 1141.4228 | 1143.6679 | 1153.3 | 1154.4608 | 1094.5988 | 1217.23 | 1217.7834 | 1232.2588 | 1207.9051 | 1246.6867 | 1262.1624 | 1324.8614 | 1398.8504
|  |  | Wind | 319.6095 | 4098.2435 | 4508.493 | 4774.2778 | 6170.7974 | 7556.2169 | 7947.6079 | 7952.7253 | 7947.0635 | 8747.3019 | 9078.1984 | 9441.5918 | 10092.819 | 11337.3749 | 11761.8245 | 12313.6278 | 13178.6355 | 13726.8764 | 13990.5441 | 14650.7076 | 14830.5548 | 14866.528 | 14806.0904 | 14811.0111 | 14791.6646 | 14837.5956 | 14771.5199 | 14805.83
|  |  | Hydro | 1993.126 | 24171.8338 | 24240.5725 | 24409.3497 | 24273.8735 | 24147.5322 | 24112.3815 | 24072.7422 | 24018.9323 | 23995.2612 | 24064.7215 | 24024.6279 | 23966.2678 | 23912.5704 | 23728.5453 | 23781.6959 | 23725.1964 | 24062.1319 | 24147.2364 | 24109.58 | 24197.3617 | 24289.7064 | 24266.6588 | 24168.4885 | 24215.4596 | 24658.0891 | 24666.0907 | 24586.6537
|  |  | Geothermal | 673.4883 | 8184.6568 | 9784.6303 | 9861.5025 | 10155.1526 | 11171.9281 | 12193.8745 | 13223.9788 | 13955.4468 | 14062.5082 | 14349.3053 | 14790.8445 | 14792.0364 | 14835.079 | 14789.5229 | 14789.5145 | 14790.4159 | 14832.2487 | 14795.5653 | 15059.9779 | 15261.2205 | 16042.6752 | 16737.1965 | 17544.3084 | 17616.2394 | 17658.1993 | 17610.2054 | 17610.9367
|  |  | Gas Peak | 157.5144 | 1330.9062 | 1571.2487 | 1450.8406 | 1158.7614 | 769.5085 | 922.8778 | 883.2908 | 851.099 | 1096.3185 | 1138.8133 | 1130.4261 | 1195.6612 | 1100.9353 | 1530.7418 | 1608.5602 | 1590.6295 | 1561.5825 | 1531.042 | 1468.1381 | 1566.1166 | 1561.3725 | 1563.9395 | 1527.7733 | 1548.2834 | 1547.4556 | 1587.2702 | 1634.7254
|  |  | Utility Solar | 7.0578 | 103.9622 | 399.658 | 1502.0886 | 2067.4145 | 2330.0719 | 2553.2781 | 2973.1732 | 2951.3041 | 3206.8055 | 3216.7301 | 3315.7483 | 3289.4314 | 3336.7942 | 3800.5399 | 3804.2089 | 3774.9528 | 3765.0986 | 3723.1387 | 3698.8663 | 3683.0731 | 3682.9954 | 3644.9516 | 3768.015 | 4328.7996 | 4723.8361 | 5306.5464 | 5964.8066
|  |  | Diesel | 0.13074 | 20.3723 | 20.3215 | 16.0112 | 18.9048 | 17.5245 | 22.0939 | 23.9842 | 21.594 | 27.6488 | 23.9246 | 25.9464 | 29.1029 | 29.7441 | 38.8308 | 44.4705 | 47.1411 | 50.5648 | 53.3516 | 49.4695 | 58.9625 | 61.1845 | 61.2178 | 60.9558 | 67.5884 | 67.3374 | 74.4921 | 86.4185
|  |  | Cogen | 80.8707 | 941.1078 | 938.3867 | 938.3323 | 938.5613 | 941.0536 | 938.5219 | 938.5154 | 938.3368 | 941.0016 | 938.5011 | 938.4386 | 938.6594 | 940.8415 | 938.3323 | 938.3091 | 938.4512 | 941.1368 | 938.4655 | 938.3368 | 938.5039 | 941.002 | 938.4386 | 938.6594 | 938.4614 | 940.8225 | 938.3788 | 938.4398
|  |  | Supply of last resort | 0 | 6.6649 | 7.806 | 9.7257 | 13.456 | 17.0457 | 20.6294 | 22.2509 | 17.0846 | 20.7027 | 16.8669 | 19.4909 | 20.1129 | 22.4752 | 24.4891 | 30.8879 | 33.5959 | 37.5576 | 37.7039 | 37.1654 | 43.8802 | 44.9122 | 48.0898 | 48.357 | 49.4535 | 49.3647 | 53.7582 | 59.6034
|  |  | Total | 3506.4923 | 44144.548 | 45034.9599 | 46311.695 | 47721.6523 | 49070.1867 | 50716.0639 | 52089.0647 | 52555.1981 | 53557.5507 | 54308.3303 | 55224.4447 | 56045.8076 | 57043.7783 | 57672.9065 | 58452.6976 | 59222.6862 | 60130.4973 | 60371.5083 | 61106.8404 | 61796.9033 | 62708.1598 | 63298.8419 | 64075.4737 | 64802.6367 | 65744.8626 | 66333.1232 | 67086.2645
Renewable %
|  |  | Excluding cogen | 87.38% | 84.64% | 88.31% | 89.38% | 91.23% | 93.96% | 94.07% | 94.32% | 94.72% | 95.09% | 95.05% | 95.04% | 94.65% | 95.26% | 95.36% | 95.14% | 95.23% | 95.33% | 95.39% | 95.66% | 95.33% | 95.4% | 95.42% | 95.57% | 95.52% | 95.56% | 95.43% | 95.28%
|  |  | Including cogen, and assuming cogen is non-renewable | 85.36% | 82.83% | 86.47% | 87.57% | 89.44% | 92.16% | 92.33% | 92.62% | 93.03% | 93.42% | 93.4% | 93.42% | 93.07% | 93.69% | 93.81% | 93.61% | 93.72% | 93.84% | 93.91% | 94.19% | 93.88% | 93.97% | 94% | 94.17% | 94.13% | 94.19% | 94.08% | 93.95%
Installed Capacity (MW)
|  |  | Wind | 43 | 219 | 219 | 384 | 952.3 | 1262.3 | 1262.3 | 1262.3 | 1262.3 | 1584.3 | 1584.3 | 1738.3 | 2096.3 | 2246.3 | 2346.3 | 2554.7 | 2809.7 | 2939.7 | 3089.7 | 3239.7 | 3239.7 | 3239.7 | 3239.7 | 3239.7 | 3239.7 | 3239.7 | 3239.7 | 3389.7
|  |  | Geothermal | 0 | 219.4 | 244.4 | 244.4 | 296.4 | 413.4 | 573.4 | 659.4 | 759.4 | 759.4 | 819.4 | 854.4 | 854.4 | 854.4 | 854.4 | 854.4 | 854.4 | 854.4 | 854.4 | 904.4 | 1004.4 | 1004.4 | 1104.4 | 1204.4 | 1204.4 | 1204.4 | 1204.4 | 1204.4
|  |  | Solar | 0 | 46 | 442 | 904 | 1174 | 1174 | 1324 | 1524 | 1524 | 1674 | 1674 | 1732 | 1732 | 1816 | 2028 | 2028 | 2028 | 2028 | 2028 | 2028 | 2028 | 2028 | 2028 | 2175 | 2451 | 2646 | 3111 | 3391
|  |  | Hydro | 0 | 0 | 0 | 0 | 0 | 35 | 35 | 35 | 35 | 35 | 35 | 35 | 35 | 35 | 35 | 35 | 35 | 155 | 155 | 155 | 155 | 155 | 155 | 155 | 199 | 269.5 | 269.5 | 269.5
|  |  | Total | 43 | 484.4 | 905.4 | 1532.4 | 2422.7 | 2884.7 | 3194.7 | 3480.7 | 3580.7 | 4052.7 | 4112.7 | 4359.7 | 4717.7 | 4951.7 | 5263.7 | 5472.1 | 5727.1 | 5977.1 | 6127.1 | 6327.1 | 6427.1 | 6427.1 | 6527.1 | 6774.1 | 7094.1 | 7359.6 | 7824.6 | 8254.6
Emissions
|  |  | kt | 415.6651 | 4581.0014 | 4019.9031 | 3795.1765 | 3419.2735 | 2812.0649 | 2907.7561 | 2927.0509 | 2870.0827 | 2991.166 | 3034.9706 | 3082.1889 | 3257.3312 | 3091.659 | 3159.5644 | 3270.264 | 3265.7295 | 3267.2055 | 3252.7456 | 3170.0716 | 3330.8028 | 3342.1259 | 3359.1893 | 3329.6583 | 3379.1758 | 3394.3072 | 3468.4115 | 3563.3368
|  |  | g/kWh | 118.5416 | 103.7728 | 89.2618 | 81.9486 | 71.6504 | 57.307 | 57.334 | 56.1932 | 54.6108 | 55.8496 | 55.8841 | 55.812 | 58.1191 | 54.198 | 54.7842 | 55.9472 | 55.1432 | 54.3352 | 53.8788 | 51.8775 | 53.8992 | 53.2965 | 53.0687 | 51.9646 | 52.1457 | 51.6285 | 52.2878 | 53.1157
Wholesale prices
TWA wholesale price ($/MWh) for Haywards GXP
|  |  | 5th percentile | 112.534 | 118.16 | 112.986 | 105.87 | 87.026 | 72.564 | 82.952 | 80.974 | 73.9 | 80.148 | 79.882 | 78.418 | 80.546 | 75.592 | 77.104 | 81.76 | 81.238 | 79.81 | 78.75 | 75.892 | 82.42 | 84.202 | 85.962 | 82.75 | 84.97 | 87.122 | 88.904 | 93.055
|  |  | 25th percentile | 151.52 | 139.53 | 143.67 | 139.02 | 124.89 | 98.38 | 112.27 | 110.18 | 105.92 | 110.89 | 112.19 | 110.81 | 114.75 | 110.38 | 109.79 | 115.52 | 119.32 | 116.94 | 117.04 | 114.32 | 120.88 | 123.37 | 125.98 | 124.67 | 127.95 | 126.53 | 129.21 | 132.73
|  |  | median | 167.91 | 155.95 | 161.84 | 156.68 | 138.38 | 116.32 | 126.12 | 123.3 | 117.47 | 124.74 | 126.38 | 127.56 | 128.11 | 122.94 | 126.85 | 135.34 | 135.72 | 135.83 | 133 | 133.64 | 143.2 | 144.9 | 147.87 | 149.77 | 148.17 | 152.55 | 156.61 | 163.48
|  |  | 75th percentile | 184.53 | 176.76 | 184.46 | 178.59 | 159.23 | 137.57 | 146.64 | 145.78 | 141.97 | 151.34 | 151.61 | 152.31 | 153.11 | 147.67 | 151.45 | 157.82 | 158.51 | 158.68 | 158.48 | 157.68 | 164.53 | 167.54 | 173.08 | 175.29 | 176.52 | 175.47 | 176.19 | 185.02
|  |  | 95th percentile | 205.13 | 209.006 | 226.808 | 214.434 | 197.544 | 169.76 | 176.98 | 177.556 | 175.214 | 185.812 | 192.216 | 194.886 | 197.706 | 186.374 | 194.964 | 204.318 | 205.624 | 203.598 | 205.656 | 209.71 | 223.34 | 233.982 | 239.164 | 243.672 | 248.244 | 244.692 | 247.398 | 256.665
EB4 demonstration path sensitivity - high gas price
Generation
Generation by type (GWh)
|  |  | Gas CCGT | 50.223 | 4340.991 | 2649.003 | 2566.842 | 2356.44 | 1851.886 | 1536.332 | 1455.595 | 1165.722 | 581.846 | 563.4211 | 514.3197 | 492.6218 | 450.034 | 0 | 0 | 0 | 0 | 0 | 0 | 0 | 0 | 0 | 0 | 0 | 0 | 0 | 0
|  |  | Coal | 229.1782 | 980.2956 | 949.5452 | 837.1908 | 674.5894 | 428.8601 | 451.8465 | 419.179 | 279.5617 | 418.2467 | 342.9382 | 269.1212 | 248.8904 | 229.4828 | 336.5762 | 388.8077 | 390.0786 | 372.5253 | 324.9161 | 306.3519 | 333.494 | 327.6609 | 311.3546 | 332.6067 | 324.6559 | 334.1882 | 351.8845 | 358.7787
|  |  | Wind | 319.6095 | 4098.243 | 4508.504 | 4774.277 | 6140.266 | 7310.967 | 7554.048 | 7605.141 | 8137.341 | 9076.002 | 10042.66 | 10948.77 | 11527.03 | 12303.4 | 12636.58 | 12629.94 | 13026.11 | 13515.86 | 13469.53 | 14248.15 | 14910.39 | 15209.08 | 15138.03 | 15287.66 | 15646.52 | 16112.94 | 16819.62 | 16831.35
|  |  | Hydro | 1989.857 | 24169.46 | 24185.71 | 24415.72 | 24270.38 | 24217.86 | 24083.31 | 24037.06 | 23747.88 | 23716.33 | 23547.05 | 23404.56 | 23498.07 | 23423.3 | 23516.74 | 23584 | 23615.85 | 23929.87 | 23744.74 | 23733.21 | 23747.4 | 23752.09 | 23711.15 | 23618.29 | 23744.43 | 23826.89 | 23762.92 | 24088.46
|  |  | Geothermal | 673.4883 | 8184.657 | 9683.062 | 9861.502 | 10155.15 | 11024.5 | 12439.05 | 13711.95 | 14507.45 | 14547.39 | 14532.24 | 14790.84 | 14792.04 | 14835.08 | 14789.52 | 14789.51 | 15193.38 | 15304.76 | 16004.38 | 15998.38 | 15998.63 | 16448.83 | 17211.79 | 17612.56 | 17616.04 | 17657.87 | 17609.68 | 17610.47
|  |  | Gas Peak | 156.0784 | 1304.948 | 1488.827 | 1388.974 | 1132.092 | 796.3409 | 863.7225 | 801.7344 | 638.8425 | 828.2336 | 777.5139 | 709.6913 | 659.445 | 619.6243 | 957.8071 | 1027.627 | 1033.487 | 991.9195 | 893.2966 | 869.1712 | 905.139 | 922.585 | 886.7611 | 906.8092 | 879.019 | 895.2829 | 927.2436 | 939.9715
|  |  | Utility Solar | 7.0578 | 103.9622 | 631.8137 | 1540.792 | 2054.138 | 2449.445 | 2779.606 | 3061.497 | 3102.951 | 3358.46 | 3486.479 | 3509.58 | 3746.821 | 4107.611 | 4371.529 | 4974.529 | 4946.07 | 4930.693 | 4874.829 | 4843.128 | 4818.917 | 4910.498 | 4904.299 | 5122.69 | 5436.209 | 5741.511 | 5687.623 | 6044.421
|  |  | Diesel | 0.12921 | 19.4342 | 20.0418 | 15.6278 | 18.3161 | 17.9181 | 21.8483 | 23.3452 | 19.7696 | 26.0028 | 22.9854 | 25.2324 | 26.1481 | 27.229 | 30.9872 | 33.8534 | 32.9507 | 35.604 | 33.3776 | 32.8864 | 39.0072 | 41.6826 | 42.4766 | 44.7949 | 46.4604 | 50.9381 | 57.7736 | 61.2388
|  |  | Cogen | 80.8706 | 941.1078 | 938.3867 | 938.3324 | 938.5613 | 941.0536 | 938.5219 | 938.5154 | 938.3368 | 941.0016 | 938.5011 | 938.4387 | 938.6594 | 940.8415 | 938.3324 | 938.3091 | 938.4512 | 941.1368 | 938.4614 | 938.3368 | 938.5006 | 940.9944 | 938.431 | 938.6482 | 938.4503 | 940.8044 | 938.3484 | 938.4127
|  |  | Supply of last resort | 0 | 6.2857 | 8.2187 | 9.0967 | 12.1905 | 16.3479 | 20.3997 | 20.5118 | 17.5394 | 23.667 | 22.5127 | 27.334 | 29.1672 | 29.5031 | 28.1333 | 30.7276 | 30.2197 | 34.3778 | 32.419 | 33.7967 | 41.7928 | 44.4762 | 47.4703 | 50.673 | 51.8273 | 59.4304 | 71.4221 | 73.7682
|  |  | Total | 3506.493 | 44149.39 | 45063.11 | 46348.35 | 47752.12 | 49055.18 | 50688.68 | 52074.53 | 52555.4 | 53517.18 | 54276.3 | 55137.89 | 55958.89 | 56966.11 | 57606.21 | 58397.32 | 59206.59 | 60056.75 | 60315.96 | 61003.41 | 61733.28 | 62597.89 | 63191.76 | 63914.72 | 64683.61 | 65619.86 | 66226.51 | 66946.88
Renewable %
|  |  | Excluding cogen | 87.28% | 84.62% | 88.43% | 89.41% | 91.07% | 93.57% | 94.22% | 94.72% | 95.92% | 96.47% | 96.8% | 97.2% | 97.41% | 97.63% | 97.66% | 97.48% | 97.5% | 97.63% | 97.89% | 97.99% | 97.9% | 97.9% | 98.01% | 97.96% | 98.04% | 98.02% | 97.95% | 97.94%
|  |  | Including cogen, and assuming cogen is non-renewable | 85.27% | 82.82% | 86.58% | 87.6% | 89.28% | 91.77% | 92.48% | 93.01% | 94.21% | 94.78% | 95.13% | 95.54% | 95.77% | 96.02% | 96.07% | 95.91% | 95.95% | 96.1% | 96.37% | 96.48% | 96.41% | 96.43% | 96.55% | 96.52% | 96.62% | 96.62% | 96.56% | 96.57%
Installed Capacity (MW)
|  |  | Wind | 43 | 219 | 219 | 384 | 916 | 1137.3 | 1137.3 | 1305.3 | 1305.3 | 1615.3 | 1865.3 | 2173.3 | 2381.3 | 2511.3 | 2619.7 | 2619.7 | 2749.7 | 2879.7 | 2879.7 | 3154.7 | 3404.7 | 3404.7 | 3404.7 | 3554.7 | 3704.7 | 3704.7 | 3941.7 | 3941.7
|  |  | Geothermal | 0 | 219.4 | 244.4 | 244.4 | 296.4 | 413.4 | 619.4 | 819.4 | 819.4 | 819.4 | 854.4 | 854.4 | 854.4 | 854.4 | 854.4 | 854.4 | 904.4 | 1004.4 | 1004.4 | 1004.4 | 1004.4 | 1104.4 | 1204.4 | 1204.4 | 1204.4 | 1204.4 | 1204.4 | 1204.4
|  |  | Solar | 0 | 46 | 592 | 904 | 1174 | 1324 | 1482 | 1582 | 1732 | 1732 | 1844 | 1844 | 2004 | 2188 | 2638 | 2638 | 2638 | 2638 | 2638 | 2638 | 2638 | 2713 | 2713 | 3006 | 3106 | 3206 | 3206 | 3456
|  |  | Hydro | 0 | 0 | 0 | 0 | 0 | 35 | 35 | 35 | 35 | 35 | 35 | 35 | 105 | 105 | 155 | 155 | 155 | 225.5 | 225.5 | 225.5 | 225.5 | 225.5 | 225.5 | 225.5 | 269.5 | 269.5 | 269.5 | 354.5
|  |  | Total | 43 | 484.4 | 1055.4 | 1532.4 | 2386.4 | 2909.7 | 3273.7 | 3741.7 | 3891.7 | 4201.7 | 4598.7 | 4906.7 | 5344.7 | 5658.7 | 6267.1 | 6267.1 | 6447.1 | 6747.6 | 6747.6 | 7022.6 | 7272.6 | 7447.6 | 7547.6 | 7990.6 | 8284.6 | 8384.6 | 8621.6 | 8956.6
Emissions
|  |  | kt | 419.2856 | 4608.6927 | 4020.8785 | 3823.3966 | 3491.628 | 2933.525 | 2868.0197 | 2800.5263 | 2505.6828 | 2501.7082 | 2399.5152 | 2286.431 | 2237.9031 | 2191.33 | 2261.5639 | 2341.2884 | 2348.5128 | 2320.8985 | 2236.3507 | 2207.2197 | 2252.1023 | 2265.2877 | 2239.1107 | 2273.0341 | 2255.254 | 2276.7993 | 2308.2035 | 2322.7153
|  |  | g/kWh | 119.5741 | 104.3886 | 89.2277 | 82.4926 | 73.1199 | 59.8005 | 56.5811 | 53.7792 | 47.677 | 46.7459 | 44.2093 | 41.4675 | 39.9919 | 38.4673 | 39.259 | 40.0924 | 39.6664 | 38.6451 | 37.0773 | 36.1819 | 36.4812 | 36.1879 | 35.4336 | 35.5635 | 34.8659 | 34.6968 | 34.8532 | 34.6949
Wholesale prices
TWA wholesale price ($/MWh) for Haywards GXP
|  |  | 5th percentile | 106.586 | 112.118 | 106.726 | 101.392 | 85.368 | 74.9 | 83.408 | 83.416 | 71.644 | 79.666 | 76.114 | 73.908 | 73.494 | 72.678 | 73.65 | 80.008 | 80.838 | 80.664 | 76.442 | 71.65 | 79.656 | 80.27 | 80.934 | 84.64 | 83.946 | 86.196 | 88.558 | 89.18
|  |  | 25th percentile | 144.99 | 132.77 | 134.99 | 133.37 | 121.98 | 101.57 | 114.02 | 113.7 | 101.67 | 110.36 | 108.69 | 105.77 | 105.48 | 100.79 | 102.86 | 108.85 | 114.45 | 115.62 | 108.15 | 110.63 | 113.5 | 119.85 | 117.21 | 119.6 | 120.6 | 126.22 | 131.97 | 137.84
|  |  | median | 159.8 | 149.26 | 153.36 | 149.65 | 137.34 | 118.58 | 127.4 | 125.85 | 119.76 | 128.35 | 128.96 | 129.16 | 127.48 | 124.23 | 130.83 | 138.84 | 142.84 | 141.29 | 137.62 | 141.42 | 146.77 | 149.7 | 151.98 | 157.15 | 154.35 | 160.79 | 167.21 | 171.24
|  |  | 75th percentile | 175.19 | 168.33 | 175.79 | 171.95 | 158.09 | 140.71 | 151.44 | 153.16 | 142.73 | 159.67 | 159.71 | 160.32 | 158.29 | 157.3 | 162.63 | 170.06 | 173.93 | 174.85 | 169.56 | 174.62 | 183.06 | 186.94 | 191.72 | 194.2 | 193.31 | 199.89 | 206.24 | 210.545
|  |  | 95th percentile | 195.87 | 200.186 | 215.694 | 206.646 | 193.91 | 172.582 | 179.604 | 184.668 | 177.36 | 188.176 | 188.362 | 191.232 | 188.928 | 184.776 | 194.046 | 204 | 209.958 | 207.626 | 205.336 | 209.228 | 218.222 | 228.632 | 229.654 | 232.44 | 233.502 | 238.038 | 252.756 | 259.96
EB4 demonstration path sensitivity - low gas price
Generation
Generation by type (GWh)
|  |  | Gas CCGT | 55.9955 | 4433.2996 | 2715.9045 | 2686.274 | 2452.7721 | 2056.258 | 1780.5872 | 1729.6303 | 1401.1281 | 754.6838 | 704.0351 | 697.5698 | 693.0086 | 630.7547 | 0 | 0 | 0 | 0 | 0 | 0 | 0 | 0 | 0 | 0 | 0 | 0 | 0 | 0
|  |  | Coal | 212.8229 | 747.4112 | 791.0091 | 780.0508 | 592.9033 | 426.6047 | 432.0445 | 387.5515 | 257.1572 | 314.3789 | 235.9703 | 205.958 | 194.2527 | 172.5483 | 256.3533 | 267.897 | 276.2338 | 281.7269 | 235.1826 | 283.206 | 256.2696 | 223.9281 | 221.2764 | 227.9527 | 233.7097 | 221.6665 | 249.8101 | 250.1058
|  |  | Wind | 319.6095 | 4098.2435 | 4508.4924 | 4599.795 | 5744.9616 | 6759.1885 | 7423.6047 | 7448.1371 | 7441.6591 | 8525.9445 | 9461.4214 | 10172.1802 | 11073.2209 | 11992.667 | 12415.7323 | 12484.9417 | 13001.4294 | 13370.5618 | 13656.2643 | 13862.6213 | 14035.6141 | 14299.6709 | 14262.4099 | 14724.4413 | 15140.6838 | 15660.2589 | 15961.6899 | 16313.6305
|  |  | Hydro | 1977.2912 | 24103.571 | 24208.0624 | 24459.5285 | 24279.2659 | 24224.3243 | 24151.7156 | 24304.6017 | 24053.4593 | 23977.8764 | 23775.0675 | 23756.493 | 23563.4014 | 23450.9602 | 23606.1752 | 23923.8059 | 23892.8023 | 24157.3208 | 24090.8392 | 24172.4595 | 24219.2964 | 24281.1487 | 24174.9421 | 24060.7381 | 24114.9502 | 24330.6602 | 24156.2866 | 24154.9962
|  |  | Geothermal | 673.4883 | 8184.6568 | 9683.0623 | 9861.5025 | 10085.115 | 10817.1245 | 11706.9001 | 13068.5361 | 14507.447 | 14547.3853 | 14626.5194 | 14790.8445 | 14792.0364 | 14835.079 | 14789.4669 | 14789.5145 | 14790.4159 | 14966.9367 | 15198.4104 | 15395.5364 | 15998.6308 | 16649.8723 | 17346.4053 | 17612.5572 | 17616.0402 | 17657.67 | 17609.5428 | 17610.2079
|  |  | Gas Peak | 179.7738 | 1530.24 | 1886.9547 | 1896.5496 | 1562.183 | 1318.5123 | 1391.6134 | 1328.0859 | 1138.7323 | 1371.1123 | 1282.0467 | 1218.7097 | 1172.6902 | 1111.2102 | 1630.0573 | 1674.759 | 1678.3236 | 1704.2419 | 1567.4903 | 1731.5454 | 1700.1073 | 1647.3598 | 1635.7483 | 1612.4803 | 1664.4147 | 1642.2966 | 1710.1336 | 1690.3962
|  |  | Utility Solar | 7.0578 | 103.9622 | 353.2062 | 1153.4096 | 2087.5066 | 2481.6688 | 2800.9803 | 2787.4227 | 2768.451 | 3073.0335 | 3210.6286 | 3309.3427 | 3501.1247 | 3798.3646 | 3949.5459 | 4323.3357 | 4616.4872 | 4609.196 | 4556.6338 | 4536.2826 | 4513.6935 | 4511.7007 | 4568.8187 | 4704.2881 | 4886.4306 | 5119.5093 | 5538.0462 | 5955.3209
|  |  | Diesel | 0.083818 | 19.5637 | 21.9628 | 17.4234 | 19.7004 | 20.3517 | 24.844 | 25.5436 | 21.5939 | 26.5915 | 23.2972 | 25.8035 | 27.1491 | 28.4079 | 28.2783 | 30.5571 | 30.2361 | 31.7761 | 30.5026 | 31.0264 | 31.6405 | 33.3146 | 35.0405 | 37.4251 | 41.6622 | 42.3563 | 46.4576 | 51.7323
|  |  | Cogen | 80.8707 | 941.1078 | 938.3867 | 938.3323 | 938.5613 | 941.0536 | 938.5219 | 938.5154 | 938.3368 | 941.0016 | 938.5011 | 938.4386 | 938.6594 | 940.8415 | 938.3285 | 938.3091 | 938.4512 | 941.1368 | 938.4576 | 938.333 | 938.5006 | 941.002 | 938.4272 | 938.6482 | 938.4501 | 940.7926 | 938.3412 | 938.3981
|  |  | Supply of last resort | 0 | 7.9983 | 9.3996 | 10.6903 | 15.878 | 19.8554 | 25.9852 | 25.9385 | 21.2865 | 24.5242 | 22.604 | 27.7298 | 31.3705 | 32.4413 | 35.0084 | 37.7354 | 38.9934 | 41.5907 | 41.8258 | 41.1007 | 44.3176 | 47.0486 | 49.4775 | 56.5081 | 60.4013 | 66.5289 | 74.3499 | 84.9336
|  |  | Total | 3506.9936 | 44170.054 | 45116.4407 | 46403.556 | 47778.8472 | 49064.9419 | 50676.7967 | 52043.9628 | 52549.2512 | 53556.532 | 54280.0914 | 55143.0698 | 55986.9141 | 56993.2748 | 57648.9463 | 58470.8554 | 59263.3729 | 60104.4878 | 60315.6066 | 60992.1113 | 61738.0706 | 62635.0456 | 63232.546 | 63975.0391 | 64696.7428 | 65681.7394 | 66284.6579 | 67049.7216
Renewable %
|  |  | Excluding cogen | 86.9% | 84.43% | 87.74% | 88.17% | 90.12% | 92.06% | 92.7% | 93.21% | 94.54% | 95.31% | 95.79% | 96.04% | 96.21% | 96.53% | 96.62% | 96.57% | 96.6% | 96.59% | 96.91% | 96.59% | 96.73% | 96.91% | 96.96% | 97.02% | 96.96% | 97.06% | 96.93% | 96.99%
|  |  | Including cogen, and assuming cogen is non-renewable | 84.9% | 82.63% | 85.92% | 86.38% | 88.35% | 90.29% | 90.99% | 91.53% | 92.85% | 93.64% | 94.13% | 94.4% | 94.6% | 94.94% | 95.05% | 95.02% | 95.07% | 95.08% | 95.4% | 95.11% | 95.26% | 95.46% | 95.52% | 95.6% | 95.55% | 95.67% | 95.56% | 95.63%
Installed Capacity (MW)
|  |  | Wind | 43 | 219 | 219 | 384 | 821 | 1031 | 1102.3 | 1102.3 | 1102.3 | 1478.3 | 1888.3 | 2038.3 | 2246.3 | 2406.3 | 2536.3 | 2584.7 | 2714.7 | 2814.7 | 2964.7 | 2964.7 | 3089.7 | 3089.7 | 3239.7 | 3239.7 | 3416.7 | 3566.7 | 3716.7 | 3716.7
|  |  | Geothermal | 0 | 219.4 | 244.4 | 244.4 | 296.4 | 388.4 | 533.4 | 719.4 | 819.4 | 819.4 | 854.4 | 854.4 | 854.4 | 854.4 | 854.4 | 854.4 | 854.4 | 904.4 | 904.4 | 1004.4 | 1004.4 | 1104.4 | 1204.4 | 1204.4 | 1204.4 | 1204.4 | 1204.4 | 1204.4
|  |  | Solar | 0 | 46 | 342 | 804 | 1154 | 1274 | 1424 | 1424 | 1424 | 1674 | 1674 | 1844 | 1844 | 2103 | 2103 | 2453 | 2453 | 2453 | 2453 | 2453 | 2453 | 2453 | 2600 | 2600 | 2850 | 2850 | 3276 | 3376
|  |  | Hydro | 0 | 0 | 0 | 0 | 0 | 0 | 35 | 35 | 35 | 35 | 35 | 35 | 35 | 35 | 155 | 155 | 155 | 225.5 | 225.5 | 225.5 | 225.5 | 225.5 | 225.5 | 225.5 | 225.5 | 269.5 | 269.5 | 269.5
|  |  | Total | 43 | 484.4 | 805.4 | 1432.4 | 2271.4 | 2693.4 | 3094.7 | 3280.7 | 3380.7 | 4006.7 | 4451.7 | 4771.7 | 4979.7 | 5398.7 | 5648.7 | 6047.1 | 6177.1 | 6397.6 | 6547.6 | 6647.6 | 6772.6 | 6872.6 | 7269.6 | 7269.6 | 7696.6 | 7890.6 | 8466.6 | 8566.6
Emissions
|  |  | kt | 418.8632 | 4552.6682 | 4102.6124 | 4064.7994 | 3665.3666 | 3261.1249 | 3199.5315 | 3121.1835 | 2817.1452 | 2739.1196 | 2603.3417 | 2546.5465 | 2514.2205 | 2447.8985 | 2505.3651 | 2537.9263 | 2546.44 | 2570.0878 | 2464.5921 | 2583.5775 | 2552.2657 | 2510.9718 | 2507.9249 | 2507.6066 | 2540.8455 | 2522.9999 | 2578.0555 | 2572.9406
|  |  | g/kWh | 119.4366 | 103.0714 | 90.9339 | 87.5967 | 76.7153 | 66.4655 | 63.136 | 59.9721 | 53.6096 | 51.1445 | 47.9613 | 46.1807 | 44.9073 | 42.9507 | 43.459 | 43.405 | 42.9682 | 42.7603 | 40.8616 | 42.3592 | 41.3402 | 40.0889 | 39.6619 | 39.1966 | 39.2732 | 38.4125 | 38.8937 | 38.3736
Wholesale prices
TWA wholesale price ($/MWh) for Haywards GXP
|  |  | 5th percentile | 98.57 | 96.87 | 97.346 | 98.242 | 83.546 | 78.79 | 83.634 | 83.81 | 73.916 | 80.752 | 75.674 | 75.332 | 77.292 | 72.774 | 74.696 | 76.552 | 78.496 | 80.13 | 74.578 | 81.418 | 81.892 | 79.828 | 80.654 | 84.426 | 85.49 | 85.998 | 89.542 | 92.875
|  |  | 25th percentile | 134.27 | 114.31 | 123.47 | 124.49 | 112.04 | 100.91 | 110.49 | 109.42 | 100.59 | 110.35 | 108.49 | 107.79 | 109.36 | 106.16 | 107.82 | 108.66 | 111.96 | 113.89 | 108.83 | 117.89 | 117.81 | 118.3 | 119.03 | 122.24 | 126.94 | 127.49 | 133.3 | 137.5
|  |  | median | 148.76 | 132.58 | 141.72 | 142.72 | 130.43 | 119.17 | 127.16 | 127.64 | 116.83 | 126.62 | 124.06 | 126.8 | 125.57 | 122.98 | 129.03 | 132.25 | 135.72 | 135.65 | 132.05 | 140.11 | 141.98 | 143.67 | 145.95 | 149.07 | 153.61 | 154.27 | 158.95 | 164.86
|  |  | 75th percentile | 164.17 | 149.56 | 160.72 | 160.51 | 147.47 | 136.05 | 143.39 | 145.5 | 138.49 | 152.05 | 149.8 | 153.5 | 150.85 | 149.65 | 155.21 | 158.15 | 157.54 | 161.65 | 159.16 | 167.62 | 170.84 | 173.5 | 175 | 177.37 | 184.19 | 189.13 | 194.65 | 198.18
|  |  | 95th percentile | 183.422 | 183.252 | 202.288 | 201.218 | 187.764 | 167.362 | 175.498 | 177.124 | 172.884 | 188.92 | 187.082 | 186.728 | 184.356 | 184.528 | 188.808 | 198.21 | 198.214 | 200.51 | 196.272 | 206.108 | 211.136 | 221.502 | 225.264 | 223.798 | 242.612 | 240.606 | 252.746 | 259.375
EB4 demonstration path sensitivity - Tiwai exit
Generation
Generation by type (GWh)
|  |  | Gas CCGT | 49.1175 | 4190.931 | 1778.4526 | 1941.3237 | 2092.7631 | 1832.7992 | 1539.4789 | 1439.7149 | 1234.9555 | 585.3174 | 531.0353 | 524.3735 | 498.4431 | 468.6795 | 0 | 0 | 0 | 0 | 0 | 0 | 0 | 0 | 0 | 0 | 0 | 0 | 0 | 0
|  |  | Coal | 222.5551 | 834.6041 | 111.0946 | 164.4913 | 297.1132 | 308.2019 | 351.1135 | 330.5517 | 262.1471 | 318.089 | 227.8789 | 200.8843 | 182.7945 | 164.8304 | 257.6973 | 298.0133 | 287.039 | 276.5519 | 232.4035 | 227.5269 | 255.7461 | 227.8103 | 243.1957 | 257.5672 | 277.0386 | 286.7569 | 308.9772 | 339.6393
|  |  | Wind | 319.6095 | 4098.2435 | 4507.9454 | 4544.8289 | 4546.7938 | 4612.9238 | 4869.3487 | 5190.4241 | 5958.0852 | 7436.4618 | 7812.0934 | 8118.6748 | 9162.917 | 9413.0756 | 9820.8052 | 10270.7931 | 11080.6959 | 11631.5156 | 11600.7248 | 12054.9897 | 12560.6605 | 13352.3998 | 13869.0378 | 14454.1046 | 14922.934 | 15241.5105 | 15377.5639 | 15404.8493
|  |  | Hydro | 2003.0614 | 24655.4255 | 22940.9453 | 23851.9935 | 24147.4146 | 24185.6769 | 23927.9851 | 23976.8025 | 23659.1788 | 23465.15 | 23433.3089 | 23377.3539 | 23248.2995 | 23250.6297 | 23110.5636 | 23378.1111 | 23466.9936 | 23703.8919 | 23536.1839 | 23543.1705 | 23670.4483 | 23760.9816 | 23651.6218 | 23460.5957 | 23549.3035 | 23529.0497 | 23401.8743 | 23482.0181
|  |  | Geothermal | 673.4883 | 8184.6568 | 9615.7183 | 9660.0225 | 9968.091 | 10537.128 | 11407.9368 | 11724.9688 | 11718.9647 | 11751.2186 | 12185.0239 | 12896.9332 | 12898.1251 | 13611.6269 | 13701.5316 | 13701.5232 | 13702.4246 | 13875.9645 | 14513.4389 | 14789.4979 | 14789.814 | 14830.4317 | 14790.7885 | 14791.7003 | 14795.0828 | 14829.2492 | 14788.5011 | 15192.579
|  |  | Gas Peak | 149.26 | 1138.035 | 426.5816 | 548.5223 | 723.2312 | 719.6745 | 828.0993 | 741.8659 | 647.6242 | 779.8467 | 744.1056 | 701.4115 | 685.2104 | 665.0064 | 1020.7883 | 1100.961 | 1085.0638 | 1063.8744 | 959.5213 | 963.8434 | 1037.4679 | 978.9079 | 997.3111 | 1016.0843 | 1066.9987 | 1125.8908 | 1157.9661 | 1230.2608
|  |  | Utility Solar | 7.0578 | 103.9622 | 110.1566 | 109.8663 | 360.6761 | 1093.7616 | 1952.8641 | 2794.5431 | 3110.6933 | 3198.0189 | 3349.5711 | 3326.8585 | 3294.7439 | 3449.6431 | 3812.7177 | 3823.8599 | 3800.455 | 3797.6205 | 3760.5159 | 3739.0715 | 3714.3273 | 3709.8285 | 3882.3494 | 4199.0536 | 4343.3116 | 4830.6692 | 5411.5188 | 5546.6593
|  |  | Diesel | 0.066687 | 18.7691 | 10.5605 | 9.7284 | 10.2921 | 12.7243 | 16.5719 | 19.1588 | 19.5347 | 23.9186 | 18.4726 | 19.6404 | 20.3328 | 19.3633 | 17.9137 | 20.2048 | 20.4655 | 21.0689 | 19.4584 | 18.1426 | 21.8809 | 25.8349 | 30.1195 | 33.2349 | 36.9141 | 40.8235 | 46.052 | 50.5856
|  |  | Cogen | 80.8707 | 941.1078 | 938.3867 | 938.3323 | 938.5613 | 941.0536 | 938.5219 | 938.5154 | 938.3368 | 940.9978 | 938.5011 | 938.4386 | 938.6594 | 940.8415 | 938.3323 | 938.3091 | 938.4512 | 941.1368 | 938.4617 | 938.3368 | 938.5039 | 940.9982 | 938.4348 | 938.6367 | 938.4321 | 940.789 | 938.3116 | 938.3984
|  |  | Supply of last resort | 0 | 7.7266 | 4.1982 | 4.4467 | 5.5396 | 8.7265 | 11.9146 | 17.2278 | 20.2029 | 25.9589 | 19.6647 | 21.7223 | 22.1984 | 20.2717 | 19.305 | 21.488 | 22.4595 | 24.5765 | 22.9899 | 22.6636 | 26.8987 | 32.8447 | 38.8646 | 42.9834 | 46.2785 | 51.6517 | 56.2035 | 59.6545
|  |  | Total | 3505.0869 | 44173.4615 | 40444.0399 | 41773.5558 | 43090.476 | 44252.6703 | 45843.8347 | 47173.773 | 47569.7233 | 48524.9777 | 49259.6555 | 50126.2911 | 50951.7242 | 52003.9682 | 52699.6547 | 53553.2635 | 54404.0484 | 55336.2011 | 55583.6982 | 56297.2428 | 57015.7476 | 57860.0377 | 58441.7233 | 59193.9607 | 59976.2939 | 60876.3905 | 61486.9684 | 62244.6443
Renewable %
|  |  | Excluding cogen | 87.71% | 85.7% | 94.11% | 93.48% | 92.59% | 93.37% | 93.91% | 94.53% | 95.36% | 96.41% | 96.85% | 97.06% | 97.23% | 97.42% | 97.5% | 97.3% | 97.4% | 97.5% | 97.78% | 97.82% | 97.65% | 97.83% | 97.79% | 97.76% | 97.66% | 97.57% | 97.5% | 97.36%
|  |  | Including cogen, and assuming cogen is non-renewable | 85.68% | 83.87% | 91.93% | 91.38% | 90.57% | 91.38% | 91.99% | 92.64% | 93.48% | 94.54% | 95.01% | 95.24% | 95.44% | 95.66% | 95.76% | 95.6% | 95.72% | 95.84% | 96.13% | 96.18% | 96.05% | 96.24% | 96.22% | 96.21% | 96.13% | 96.07% | 96.01% | 95.89%
Installed Capacity (MW)
|  |  | Wind | 43 | 219 | 219 | 291 | 291 | 381 | 381 | 549 | 850 | 1165.3 | 1265.3 | 1365.3 | 1665.3 | 1665.3 | 1886.3 | 2036.3 | 2144.7 | 2294.7 | 2294.7 | 2424.7 | 2704.7 | 2829.7 | 2979.7 | 3156.7 | 3316.7 | 3466.7 | 3466.7 | 3466.7
|  |  | Geothermal | 0 | 219.4 | 219.4 | 219.4 | 296.4 | 388.4 | 473.4 | 473.4 | 473.4 | 473.4 | 559.4 | 619.4 | 619.4 | 719.4 | 719.4 | 719.4 | 719.4 | 819.4 | 819.4 | 854.4 | 854.4 | 854.4 | 854.4 | 854.4 | 854.4 | 854.4 | 854.4 | 904.4
|  |  | Solar | 0 | 46 | 46 | 46 | 254 | 687 | 1295 | 1512 | 1612 | 1724 | 1724 | 1724 | 1724 | 1808 | 2028 | 2028 | 2028 | 2028 | 2028 | 2028 | 2028 | 2028 | 2175 | 2321 | 2421 | 2771 | 3066 | 3141
|  |  | Hydro | 0 | 0 | 0 | 0 | 0 | 0 | 0 | 0 | 0 | 0 | 0 | 0 | 0 | 0 | 0 | 50 | 120.5 | 120.5 | 120.5 | 120.5 | 155.5 | 155.5 | 155.5 | 155.5 | 155.5 | 155.5 | 155.5 | 155.5
|  |  | Total | 43 | 484.4 | 484.4 | 556.4 | 841.4 | 1456.4 | 2149.4 | 2534.4 | 2935.4 | 3362.7 | 3548.7 | 3708.7 | 4008.7 | 4192.7 | 4633.7 | 4833.7 | 5012.6 | 5262.6 | 5262.6 | 5427.6 | 5742.6 | 5867.6 | 6164.6 | 6487.6 | 6747.6 | 7247.6 | 7542.6 | 7667.6
Emissions
|  |  | kt | 409.8101 | 4345.224 | 2449.9516 | 2594.1391 | 2861.3381 | 2779.7427 | 2760.2606 | 2668.1287 | 2484.8127 | 2355.6714 | 2232.3783 | 2186.9883 | 2154.8327 | 2137.392 | 2194.7099 | 2268.5698 | 2251.8879 | 2240.6776 | 2164.7171 | 2160.0369 | 2221.6031 | 2177.088 | 2198.1015 | 2221.9989 | 2266.1539 | 2307.2179 | 2341.5211 | 2409.2594
|  |  | g/kWh | 116.9187 | 98.3673 | 60.5763 | 62.1 | 66.403 | 62.8153 | 60.2101 | 56.5596 | 52.2352 | 48.5455 | 45.3186 | 43.6296 | 42.2917 | 41.1006 | 41.6456 | 42.361 | 41.3919 | 40.4921 | 38.9452 | 38.3684 | 38.9647 | 37.6268 | 37.6119 | 37.5376 | 37.7842 | 37.9 | 38.0816 | 38.7063
Wholesale prices
TWA wholesale price ($/MWh) for Haywards GXP
|  |  | 5th percentile | 104.326 | 102.978 | 44.336 | 58.106 | 62.544 | 68.584 | 76.834 | 78.366 | 71.878 | 73.938 | 65.776 | 67.528 | 67.938 | 65.964 | 65.938 | 71.056 | 70.644 | 70.452 | 66.232 | 66.09 | 71.64 | 63.57 | 67.348 | 69.94 | 75.98 | 79.652 | 84.984 | 93.165
|  |  | 25th percentile | 141.46 | 122.42 | 63.79 | 75.34 | 88.52 | 93.72 | 103.97 | 102.46 | 97.86 | 102.21 | 98.41 | 97.31 | 98.47 | 97.12 | 98.51 | 102.44 | 104.51 | 105 | 98.08 | 102.08 | 107.39 | 104.03 | 110.89 | 113.4 | 117.72 | 123.7 | 128.03 | 138.365
|  |  | median | 155.19 | 138.66 | 80.38 | 94.4 | 104.93 | 108.88 | 115.77 | 116.29 | 110.42 | 116.23 | 117.95 | 118.79 | 117.59 | 117.7 | 121.23 | 127.95 | 130 | 127.14 | 124.05 | 128.78 | 132.36 | 131.9 | 136.75 | 139.62 | 145.07 | 147.54 | 154.04 | 164.24
|  |  | 75th percentile | 170.02 | 156.98 | 94.54 | 104.31 | 122.47 | 128.11 | 137.28 | 137.61 | 132.13 | 140.9 | 144.71 | 144.31 | 143.46 | 144.2 | 148.3 | 154.41 | 153.9 | 155.34 | 150.37 | 154.66 | 163.17 | 160.75 | 165.55 | 170.29 | 177.48 | 181.77 | 187.41 | 197.045
|  |  | 95th percentile | 186.334 | 186.33 | 127.722 | 135.152 | 153.674 | 159.946 | 165.86 | 166.496 | 164.49 | 170.48 | 171.78 | 176.956 | 177.596 | 178.224 | 185.592 | 191.402 | 193.3 | 191.482 | 191.506 | 192.95 | 199.95 | 204.718 | 210.536 | 211.744 | 216.516 | 223.582 | 230.48 | 242.405

## Raw data
Scenario | Table | Item | 2023 | 2024 | 2025 | 2026 | 2027 | 2028 | 2029 | 2030 | 2031 | 2032 | 2033 | 2034 | 2035 | 2036 | 2037 | 2038 | 2039 | 2040 | 2041 | 2042 | 2043 | 2044 | 2045 | 2046 | 2047 | 2048 | 2049 | 2050
The reference scenario | Generation by type (GWh) | Gas CCGT | 47.2958 | 4134.5401 | 2486.0951 | 2201.2539 | 1955.2287 | 1679.2374 | 1298.3269 | 1204.0499 | 1082.1876 | 458.3748 | 431.4983 | 416.3246 | 398.9103 | 395.8831 | 0 | 0 | 0 | 0 | 0 | 0 | 0 | 0 | 0 | 0 | 0 | 0 | 0 | 0
The reference scenario | Generation by type (GWh) | Coal | 215.9916 | 724.9293 | 565.1158 | 315.5461 | 242.289 | 212.8992 | 172.1463 | 146.0776 | 142.4132 | 218.1159 | 162.4117 | 127.2161 | 114.4472 | 110.0121 | 161.203 | 156.9798 | 125.9069 | 128.6448 | 127.1149 | 125.0213 | 126.7452 | 134.9011 | 135.6517 | 126.961 | 127.7064 | 139.0809 | 134.0903 | 136.3568
The reference scenario | Generation by type (GWh) | Wind | 319.6095 | 4098.2383 | 4508.409 | 4544.8281 | 4901.225 | 5210.3009 | 5985.0264 | 6583.7975 | 6983.6093 | 7006.9348 | 7084.1199 | 7568.0039 | 8305.5924 | 8591.5697 | 8926.728 | 9245.023 | 9880.4875 | 10420.9652 | 10782.4189 | 11298.8904 | 11781.7076 | 12087.1172 | 12126.0965 | 12841.8763 | 13492.5042 | 13553.4471 | 13507.9574 | 13526.4441
The reference scenario | Generation by type (GWh) | Hydro | 2026.3717 | 24217.5814 | 24202.0729 | 24171.5379 | 23966.7025 | 24157.4605 | 23813.1942 | 23740.487 | 23754.5187 | 23818.981 | 23733.2976 | 23660.0818 | 23568.0006 | 23599.4393 | 23371.9801 | 23462.3909 | 23313.7168 | 23532.1261 | 23423.4947 | 23388.0712 | 23339.456 | 23260.8097 | 23297.8557 | 23186.5901 | 23144.2459 | 23262.4541 | 23426.4666 | 23470.4299
The reference scenario | Generation by type (GWh) | Geothermal | 673.4883 | 8184.6568 | 9717.2863 | 9861.5025 | 10049.5222 | 10321.804 | 10294.8838 | 10298.4901 | 10292.4861 | 11065.8557 | 11678.7302 | 11720.291 | 11721.4829 | 12105.5063 | 12573.6851 | 12895.6032 | 12896.5046 | 12933.1485 | 13299.5353 | 13580.6179 | 13580.9901 | 13618.3517 | 13581.9645 | 13583.1564 | 13586.7056 | 13617.5593 | 13580.7365 | 13581.5359
The reference scenario | Generation by type (GWh) | Gas Peak | 145.6117 | 1121.7973 | 1208.0784 | 880.9649 | 700.3066 | 644.3475 | 612.8412 | 537.3557 | 531.5669 | 759.2046 | 713.9638 | 670.5534 | 651.8595 | 653.449 | 888.3028 | 881.3818 | 795.3104 | 804.4502 | 810.9619 | 798.9244 | 804.2813 | 819.0362 | 811.5594 | 810.008 | 803.6275 | 838.7666 | 844.1626 | 849.5904
The reference scenario | Generation by type (GWh) | Utility Solar | 7.0578 | 103.9622 | 341.655 | 1217.6413 | 1800.1151 | 1977.5288 | 2080.7786 | 2244.9774 | 2492.5173 | 2629.4967 | 2650.9734 | 2937.8366 | 3041.4179 | 3274.1248 | 3486.8065 | 3468.8836 | 3447.6351 | 3443.9034 | 3408.6886 | 3386.6197 | 3572.4635 | 3971.7919 | 4398.4544 | 4368.3721 | 4344.6134 | 4742.0292 | 4982.2449 | 5394.2547
The reference scenario | Generation by type (GWh) | Diesel | 0.098645 | 14.1004 | 11.2124 | 6.5347 | 7.3802 | 8.0984 | 8.7255 | 9.3257 | 9.3919 | 12.0868 | 9.3858 | 10.5337 | 11.6058 | 11.2222 | 9.6481 | 10.8039 | 9.6011 | 10.6358 | 11.1881 | 10.6976 | 12.1764 | 14.2628 | 14.1025 | 16.5361 | 17.8376 | 19.5371 | 19.6112 | 20.9103
The reference scenario | Generation by type (GWh) | Cogen | 80.8707 | 941.1078 | 938.3867 | 938.3323 | 938.5613 | 941.0536 | 938.5219 | 938.5154 | 938.3368 | 941.0016 | 938.5011 | 938.4386 | 938.6594 | 940.8415 | 938.3323 | 938.3091 | 938.4512 | 941.1368 | 938.4655 | 938.3368 | 938.5077 | 941.0058 | 938.4386 | 938.6594 | 938.4655 | 940.8225 | 938.3859 | 938.4512
The reference scenario | Generation by type (GWh) | Supply of last resort | 0 | 4.1787 | 4.3507 | 3.47 | 3.9249 | 4.787 | 5.2097 | 6.042 | 5.7911 | 7.4054 | 6.0565 | 7.7766 | 9.2353 | 8.1505 | 6.864 | 7.5103 | 7.2827 | 8.7469 | 9.6136 | 10.0568 | 11.7529 | 13.4187 | 14.2336 | 17.0364 | 18.707 | 19.5277 | 20.9708 | 20.682
The reference scenario | Generation by type (GWh) | Total | 3516.3956 | 43545.0922 | 43982.6623 | 44141.6117 | 44565.2555 | 45157.5172 | 45209.6545 | 45709.1184 | 46232.8189 | 46917.4573 | 47408.9384 | 48057.0564 | 48761.2113 | 49690.1987 | 50363.5499 | 51066.8855 | 51414.8963 | 52223.7577 | 52811.4815 | 53537.2363 | 54168.0806 | 54860.6952 | 55318.357 | 55889.196 | 56474.4132 | 57133.2245 | 57454.6262 | 57938.6554
The reference scenario | Renewable % | Excluding cogen | 88.1% | 85.93% | 90.08% | 92.12% | 93.34% | 94.25% | 95.27% | 95.76% | 96.1% | 96.85% | 97.17% | 97.4% | 97.54% | 97.6% | 97.86% | 97.91% | 98.16% | 98.16% | 98.17% | 98.22% | 98.23% | 98.2% | 98.23% | 98.26% | 98.29% | 98.23% | 98.23% | 98.23%
The reference scenario | Renewable % | Including cogen, and assuming cogen is non-renewable | 86.07% | 84.07% | 88.16% | 90.16% | 91.37% | 92.28% | 93.3% | 93.8% | 94.15% | 94.91% | 95.24% | 95.5% | 95.66% | 95.75% | 96.03% | 96.11% | 96.36% | 96.39% | 96.43% | 96.5% | 96.53% | 96.52% | 96.57% | 96.61% | 96.66% | 96.61% | 96.63% | 96.64%
The reference scenario | Installed Capacity (MW) | Wind | 43 | 219 | 219 | 291 | 474 | 474 | 821 | 971 | 971 | 971 | 1139 | 1139 | 1418.3 | 1418.3 | 1518.3 | 1602.3 | 1826.3 | 1934.7 | 2064.7 | 2194.7 | 2354.7 | 2454.7 | 2604.7 | 2729.7 | 2879.7 | 2879.7 | 2879.7 | 2879.7
The reference scenario | Installed Capacity (MW) | Geothermal | 0 | 219.4 | 244.4 | 244.4 | 296.4 | 296.4 | 296.4 | 296.4 | 296.4 | 413.4 | 473.4 | 473.4 | 473.4 | 559.4 | 619.4 | 619.4 | 619.4 | 619.4 | 704.4 | 704.4 | 704.4 | 704.4 | 704.4 | 704.4 | 704.4 | 704.4 | 704.4 | 704.4
The reference scenario | Installed Capacity (MW) | Solar | 0 | 46 | 342 | 804 | 904 | 1054 | 1054 | 1279 | 1279 | 1379 | 1379 | 1587 | 1587 | 1750 | 1834 | 1834 | 1834 | 1834 | 1834 | 1834 | 2010 | 2360 | 2360 | 2360 | 2360 | 2585 | 2715 | 3015
The reference scenario | Installed Capacity (MW) | Hydro | 0 | 0 | 0 | 0 | 0 | 0 | 0 | 0 | 35 | 35 | 35 | 35 | 35 | 35 | 35 | 35 | 60 | 60 | 60 | 60 | 60 | 60 | 76 | 76 | 76 | 146 | 146 | 166
The reference scenario | Installed Capacity (MW) | Total | 43 | 484.4 | 805.4 | 1339.4 | 1674.4 | 1824.4 | 2171.4 | 2546.4 | 2581.4 | 2798.4 | 3026.4 | 3234.4 | 3513.7 | 3762.7 | 4006.7 | 4090.7 | 4339.7 | 4448.1 | 4663.1 | 4793.1 | 5129.1 | 5579.1 | 5745.1 | 5870.1 | 6020.1 | 6315.1 | 6445.1 | 6765.1
The reference scenario | Emissions | kt | 401.7467 | 4217.3327 | 3487.7087 | 2984.9237 | 2751.2095 | 2598.8997 | 2400.3009 | 2307.3708 | 2253.436 | 2198.8507 | 2116.4569 | 2060.6652 | 2035.4056 | 2035.4127 | 2025.545 | 2019.5956 | 1951.6247 | 1963.2273 | 1969.3165 | 1962.2054 | 1967.361 | 1986.678 | 1979.6201 | 1973.6687 | 1973.1239 | 2002.8531 | 1997.4075 | 2002.9151
The reference scenario | Emissions | g/kWh | 114.2496 | 96.8498 | 79.2974 | 67.6215 | 61.7344 | 57.5519 | 53.0927 | 50.4794 | 48.741 | 46.8664 | 44.6426 | 42.8796 | 41.7423 | 40.9621 | 40.2185 | 39.548 | 37.9584 | 37.5926 | 37.2896 | 36.6512 | 36.3196 | 36.2131 | 35.786 | 35.314 | 34.9384 | 35.0558 | 34.765 | 34.5696
The reference scenario | Wholesale prices | 5th percentile | 99.726 | 98.362 | 81.232 | 66.768 | 58.062 | 59.976 | 60.296 | 57.892 | 58.61 | 64.296 | 61.628 | 60.456 | 58.83 | 57.642 | 53.046 | 52.262 | 44.49 | 48.766 | 46.466 | 48.302 | 51.78 | 49.19 | 53.49 | 50.11 | 51.554 | 52.83 | 55.05 | 55.075
The reference scenario | Wholesale prices | 25th percentile | 137.22 | 118.77 | 114.14 | 98.7 | 81.67 | 83.71 | 88.77 | 84.82 | 84.31 | 90.69 | 88.22 | 87.15 | 87.35 | 90.83 | 83.28 | 85.72 | 82.7 | 85.36 | 83.65 | 86.3 | 87.57 | 87.06 | 90.72 | 90.45 | 89.69 | 95.47 | 96.3 | 99.025
The reference scenario | Wholesale prices | median | 151.41 | 134.23 | 130.06 | 110.85 | 102.27 | 105.72 | 103.07 | 100.94 | 103.44 | 111.53 | 112.06 | 114.32 | 114.27 | 114.63 | 117.64 | 121.34 | 119.16 | 118.15 | 119.53 | 121.05 | 124.9 | 124.26 | 125.54 | 127.34 | 128.1 | 131.37 | 134.78 | 137.33
The reference scenario | Wholesale prices | 75th percentile | 164.26 | 152.26 | 152.7 | 135.86 | 124.77 | 122.63 | 127.06 | 120.31 | 123.69 | 140.81 | 142.78 | 144.13 | 146.09 | 146.23 | 147.46 | 151.49 | 147.72 | 152 | 154.96 | 155.75 | 157.48 | 157.69 | 158.37 | 162.53 | 163.43 | 167.05 | 168.74 | 172.53
The reference scenario | Wholesale prices | 95th percentile | 179.58 | 180.996 | 188.342 | 168.506 | 154.93 | 156.386 | 156.734 | 150.94 | 156.628 | 167.392 | 173.052 | 176.226 | 177.872 | 179.038 | 181.694 | 186.6 | 187.142 | 189.494 | 193.482 | 195.552 | 196.342 | 197.154 | 196.122 | 200.27 | 204.76 | 208.486 | 210.882 | 216.35
EB4 demonstration path | Generation by type (GWh) | Gas CCGT | 49.8743 | 4342.8471 | 2681.2583 | 2534.6815 | 2303.8354 | 1855.1664 | 1534.511 | 1453.2478 | 1226.1088 | 610.7202 | 569.3502 | 555.9989 | 542.7708 | 516.864 | 0 | 0 | 0 | 0 | 0 | 0 | 0 | 0 | 0 | 0 | 0 | 0 | 0 | 0
EB4 demonstration path | Generation by type (GWh) | Coal | 228.7215 | 973.9309 | 984.0393 | 793.4688 | 624.0628 | 440.5405 | 444.1663 | 371.4025 | 285.4623 | 363.015 | 281.543 | 240.259 | 230.408 | 215.4423 | 324.6304 | 356.6788 | 334.8883 | 310.624 | 302.6197 | 327.2746 | 311.3466 | 331.0025 | 294.0144 | 297.7915 | 316.4962 | 315.4332 | 330.2231 | 302.5078
EB4 demonstration path | Generation by type (GWh) | Wind | 319.6095 | 4098.2435 | 4508.5046 | 4844.8645 | 6451.0938 | 7105.9136 | 7947.3541 | 7951.8486 | 7945.7864 | 9296.5982 | 9908.2087 | 10779.498 | 11591.7625 | 11971.7023 | 12376.3846 | 12410.1473 | 13067.6756 | 13624.5285 | 14125.7568 | 14551.3356 | 14539.9927 | 15067.8211 | 15000.1571 | 15178.0448 | 15488.0747 | 16269.1262 | 16249.0823 | 16985.209
EB4 demonstration path | Generation by type (GWh) | Hydro | 1990.9491 | 24166.863 | 24315.9268 | 24414.6798 | 24237.9543 | 24204.5699 | 23999.2229 | 23967.4313 | 23834.7595 | 23686.9331 | 23562.3831 | 23444.5267 | 23301.6501 | 23551.6451 | 23629.2855 | 23783.9944 | 23981.2732 | 24043.7779 | 23788.247 | 23800.2887 | 23903.4987 | 23872.4564 | 23801.6356 | 23736.8964 | 23809.1501 | 23887.192 | 23974.2913 | 23878.6838
EB4 demonstration path | Generation by type (GWh) | Geothermal | 673.4883 | 8184.6568 | 9683.0623 | 9861.5025 | 10292.9315 | 11267.3138 | 11965.1258 | 13442.571 | 14507.447 | 14547.3853 | 14790.3526 | 14790.8445 | 14792.0364 | 14835.079 | 14789.5229 | 14789.5145 | 14790.4159 | 15102.7287 | 15198.4679 | 15395.5364 | 15998.6308 | 16245.6903 | 17143.2782 | 17612.5572 | 17616.1067 | 17657.9356 | 17609.7421 | 17610.3408
EB4 demonstration path | Generation by type (GWh) | Gas Peak | 155.778 | 1313.3837 | 1570.449 | 1383.5916 | 1101.9217 | 860.7094 | 913.3544 | 828.8637 | 723.8479 | 890.3931 | 840.5625 | 803.442 | 767.4576 | 749.5603 | 1140.209 | 1195.83 | 1168.3416 | 1142.3176 | 1078.2784 | 1145.5307 | 1135.3806 | 1168.0883 | 1108.9143 | 1113.3308 | 1166.072 | 1204.4 | 1247.5625 | 1190.3665
EB4 demonstration path | Generation by type (GWh) | Utility Solar | 7.0578 | 103.9622 | 353.2062 | 1565.3415 | 1798.5267 | 2331.2098 | 2918.8153 | 3090.8679 | 3068.2063 | 3162.7914 | 3321.4225 | 3512.5791 | 3738.7703 | 4140.9139 | 4386.5209 | 4898.0721 | 4871.7965 | 4859.121 | 4793.7569 | 4771.7744 | 4846.3205 | 4937.8865 | 4881.4372 | 5024.712 | 5276.6713 | 5277.8664 | 5786.7034 | 5973.7953
EB4 demonstration path | Generation by type (GWh) | Diesel | 0.12673 | 19.5377 | 20.9642 | 15.6004 | 17.8953 | 18.9192 | 22.9441 | 23.1961 | 20.3335 | 26.1168 | 22.8777 | 25.0696 | 27.2589 | 26.8138 | 25.4956 | 27.7913 | 27.0737 | 29.0561 | 31.1035 | 31.9555 | 32.8145 | 36.5575 | 35.6878 | 37.9063 | 41.9639 | 46.6698 | 50.0539 | 56.388
EB4 demonstration path | Generation by type (GWh) | Cogen | 80.8707 | 941.1078 | 938.3867 | 938.3323 | 938.5613 | 941.0536 | 938.5219 | 938.5154 | 938.3368 | 941.0016 | 938.5011 | 938.4386 | 938.6594 | 940.8415 | 938.3323 | 938.3091 | 938.4512 | 941.1368 | 938.4614 | 938.333 | 938.5006 | 940.9944 | 938.4272 | 938.6482 | 938.454 | 940.8077 | 938.3527 | 938.4057
EB4 demonstration path | Generation by type (GWh) | Supply of last resort | 0 | 6.3647 | 7.8305 | 9.6878 | 12.747 | 16.6731 | 22.715 | 22.5094 | 18.5096 | 24.6943 | 22.677 | 26.8879 | 30.9385 | 28.4541 | 28.7531 | 31.2094 | 31.9399 | 35.3071 | 38.2906 | 39.0696 | 41.7865 | 47.0393 | 47.8847 | 51.1399 | 53.9365 | 64.241 | 69.1364 | 83.3824
EB4 demonstration path | Generation by type (GWh) | Total | 3506.4759 | 44150.8974 | 45063.6279 | 46361.7508 | 47779.5299 | 49042.0694 | 50706.7307 | 52090.4538 | 52568.7981 | 53549.6489 | 54257.8786 | 55117.5444 | 55961.7125 | 56977.3164 | 57639.1342 | 58431.5469 | 59211.8559 | 60088.5976 | 60294.9823 | 61001.0986 | 61748.2716 | 62647.5363 | 63251.4365 | 63991.0272 | 64706.9252 | 65663.6719 | 66255.1476 | 67019.0792
EB4 demonstration path | Renewable % | Excluding cogen | 87.32% | 84.61% | 88.09% | 89.59% | 91.36% | 93.4% | 94.14% | 94.77% | 95.63% | 96.41% | 96.78% | 97% | 97.15% | 97.31% | 97.37% | 97.25% | 97.37% | 97.49% | 97.62% | 97.49% | 97.57% | 97.51% | 97.69% | 97.7% | 97.61% | 97.58% | 97.51% | 97.66%
EB4 demonstration path | Renewable % | Including cogen, and assuming cogen is non-renewable | 85.3% | 82.81% | 86.25% | 87.78% | 89.56% | 91.61% | 92.4% | 93.06% | 93.92% | 94.71% | 95.11% | 95.35% | 95.52% | 95.7% | 95.79% | 95.69% | 95.83% | 95.97% | 96.1% | 96% | 96.08% | 96.05% | 96.24% | 96.27% | 96.19% | 96.18% | 96.13% | 96.29%
EB4 demonstration path | Installed Capacity (MW) | Wind | 43 | 219 | 219 | 384 | 821 | 1102.3 | 1262.3 | 1262.3 | 1262.3 | 1638.3 | 1888.3 | 2146.3 | 2306.3 | 2406.3 | 2536.3 | 2666.3 | 2766.3 | 2916.3 | 3191.3 | 3191.3 | 3191.3 | 3341.3 | 3341.3 | 3491.3 | 3491.3 | 3728.3 | 3728.3 | 4003.3
EB4 demonstration path | Installed Capacity (MW) | Geothermal | 0 | 219.4 | 244.4 | 244.4 | 296.4 | 413.4 | 533.4 | 819.4 | 819.4 | 819.4 | 854.4 | 854.4 | 854.4 | 854.4 | 854.4 | 854.4 | 854.4 | 904.4 | 904.4 | 1004.4 | 1004.4 | 1104.4 | 1204.4 | 1204.4 | 1204.4 | 1204.4 | 1204.4 | 1204.4
EB4 demonstration path | Installed Capacity (MW) | Solar | 0 | 46 | 342 | 804 | 904 | 1174 | 1482 | 1582 | 1582 | 1732 | 1732 | 1844 | 2028 | 2249 | 2599 | 2599 | 2599 | 2599 | 2599 | 2599 | 2699 | 2699 | 2699 | 2799 | 2946 | 2946 | 3376 | 3476
EB4 demonstration path | Installed Capacity (MW) | Hydro | 0 | 0 | 0 | 0 | 0 | 35 | 35 | 35 | 35 | 35 | 35 | 35 | 35 | 105 | 155 | 225.5 | 225.5 | 225.5 | 225.5 | 225.5 | 225.5 | 225.5 | 225.5 | 225.5 | 225.5 | 225.5 | 269.5 | 269.5
EB4 demonstration path | Installed Capacity (MW) | Total | 43 | 484.4 | 805.4 | 1432.4 | 2021.4 | 2724.7 | 3312.7 | 3698.7 | 3698.7 | 4224.7 | 4509.7 | 4879.7 | 5223.7 | 5614.7 | 6144.7 | 6345.2 | 6445.2 | 6645.2 | 6920.2 | 7020.2 | 7120.2 | 7370.2 | 7470.2 | 7720.2 | 7867.2 | 8104.2 | 8578.2 | 8953.2
EB4 demonstration path | Emissions | kt | 418.6101 | 4608.0606 | 4102.7234 | 3770.969 | 3413.7852 | 2977.3072 | 2885.8767 | 2765.3472 | 2574.9525 | 2495.0696 | 2379.0706 | 2322.2969 | 2293.7316 | 2266.6859 | 2332.3214 | 2387.6091 | 2355.4504 | 2330.9883 | 2293.7237 | 2347.5289 | 2335.9032 | 2376.9477 | 2322.146 | 2334.301 | 2378.994 | 2401.7727 | 2433.4774 | 2387.6756
EB4 demonstration path | Emissions | g/kWh | 119.382 | 104.3707 | 91.0429 | 81.3379 | 71.4487 | 60.7092 | 56.9131 | 53.0874 | 48.9825 | 46.5936 | 43.8475 | 42.1335 | 40.9875 | 39.7823 | 40.4642 | 40.8616 | 39.78 | 38.7925 | 38.0417 | 38.4834 | 37.8295 | 37.9416 | 36.7129 | 36.4786 | 36.7657 | 36.5769 | 36.7289 | 35.6268
EB4 demonstration path | Wholesale prices | 5th percentile | 107.056 | 111.636 | 109.034 | 97.654 | 84.364 | 75.488 | 83.53 | 81.372 | 73.626 | 78.176 | 73.996 | 74.486 | 75.654 | 73.522 | 74.804 | 78.7 | 77.652 | 77.232 | 76.902 | 80.558 | 82.738 | 83.512 | 82.43 | 84.296 | 88.762 | 88.43 | 92.516 | 92.23
EB4 demonstration path | Wholesale prices | 25th percentile | 144.87 | 131.84 | 137.25 | 129.18 | 115.38 | 101.41 | 110.56 | 109.57 | 102.91 | 108.97 | 105.62 | 106.99 | 105.55 | 103.48 | 105.06 | 110.68 | 111.18 | 110.54 | 106.93 | 114.7 | 116.05 | 120.47 | 120.03 | 115.88 | 124.37 | 134.54 | 139.74 | 140.96
EB4 demonstration path | Wholesale prices | median | 160.16 | 148.81 | 154.72 | 146.4 | 131.96 | 119.55 | 125.22 | 122.16 | 119.35 | 126.42 | 126.25 | 128.17 | 128.09 | 126.56 | 131.65 | 136.74 | 137.19 | 136.97 | 135 | 141.39 | 144.83 | 147.84 | 150.56 | 151.31 | 157.61 | 161.29 | 167.04 | 168.23
EB4 demonstration path | Wholesale prices | 75th percentile | 176.1 | 167.72 | 177.97 | 167.58 | 151.36 | 139.6 | 147.7 | 147.85 | 144.3 | 155.73 | 156.17 | 158.11 | 156.98 | 156.44 | 159.78 | 164.25 | 164.27 | 168.09 | 165.05 | 171.43 | 177.83 | 182.61 | 182.67 | 186.9 | 194.25 | 199.71 | 204.55 | 208.715
EB4 demonstration path | Wholesale prices | 95th percentile | 194.468 | 199.84 | 217.826 | 204.9 | 186.26 | 172.658 | 176.616 | 178.238 | 175.508 | 186.012 | 186.526 | 189.076 | 187.882 | 185.922 | 190.292 | 200.29 | 200.448 | 202.986 | 201.104 | 208.122 | 215.648 | 219.198 | 221.66 | 221.778 | 234.476 | 243.14 | 258.9 | 266.175
EB4 demonstration path sensitivity - low carbon price | Generation by type (GWh) | Gas CCGT | 50.7884 | 4364.8266 | 2677.1048 | 2590.6165 | 2344.3654 | 1788.7976 | 1566.2261 | 1495.8148 | 1351.411 | 656.4454 | 631.6108 | 628.2361 | 665.0365 | 578.8202 | 0 | 0 | 0 | 0 | 0 | 0 | 0 | 0 | 0 | 0 | 0 | 0 | 0 | 0
EB4 demonstration path sensitivity - low carbon price | Generation by type (GWh) | Coal | 223.9063 | 921.974 | 886.7384 | 758.95 | 580.3655 | 330.5077 | 438.5729 | 502.589 | 502.926 | 803.5568 | 849.6583 | 909.0939 | 1056.68 | 949.1435 | 1060.0799 | 1141.4228 | 1143.6679 | 1153.3 | 1154.4608 | 1094.5988 | 1217.23 | 1217.7834 | 1232.2588 | 1207.9051 | 1246.6867 | 1262.1624 | 1324.8614 | 1398.8504
EB4 demonstration path sensitivity - low carbon price | Generation by type (GWh) | Wind | 319.6095 | 4098.2435 | 4508.493 | 4774.2778 | 6170.7974 | 7556.2169 | 7947.6079 | 7952.7253 | 7947.0635 | 8747.3019 | 9078.1984 | 9441.5918 | 10092.819 | 11337.3749 | 11761.8245 | 12313.6278 | 13178.6355 | 13726.8764 | 13990.5441 | 14650.7076 | 14830.5548 | 14866.528 | 14806.0904 | 14811.0111 | 14791.6646 | 14837.5956 | 14771.5199 | 14805.83
EB4 demonstration path sensitivity - low carbon price | Generation by type (GWh) | Hydro | 1993.126 | 24171.8338 | 24240.5725 | 24409.3497 | 24273.8735 | 24147.5322 | 24112.3815 | 24072.7422 | 24018.9323 | 23995.2612 | 24064.7215 | 24024.6279 | 23966.2678 | 23912.5704 | 23728.5453 | 23781.6959 | 23725.1964 | 24062.1319 | 24147.2364 | 24109.58 | 24197.3617 | 24289.7064 | 24266.6588 | 24168.4885 | 24215.4596 | 24658.0891 | 24666.0907 | 24586.6537
EB4 demonstration path sensitivity - low carbon price | Generation by type (GWh) | Geothermal | 673.4883 | 8184.6568 | 9784.6303 | 9861.5025 | 10155.1526 | 11171.9281 | 12193.8745 | 13223.9788 | 13955.4468 | 14062.5082 | 14349.3053 | 14790.8445 | 14792.0364 | 14835.079 | 14789.5229 | 14789.5145 | 14790.4159 | 14832.2487 | 14795.5653 | 15059.9779 | 15261.2205 | 16042.6752 | 16737.1965 | 17544.3084 | 17616.2394 | 17658.1993 | 17610.2054 | 17610.9367
EB4 demonstration path sensitivity - low carbon price | Generation by type (GWh) | Gas Peak | 157.5144 | 1330.9062 | 1571.2487 | 1450.8406 | 1158.7614 | 769.5085 | 922.8778 | 883.2908 | 851.099 | 1096.3185 | 1138.8133 | 1130.4261 | 1195.6612 | 1100.9353 | 1530.7418 | 1608.5602 | 1590.6295 | 1561.5825 | 1531.042 | 1468.1381 | 1566.1166 | 1561.3725 | 1563.9395 | 1527.7733 | 1548.2834 | 1547.4556 | 1587.2702 | 1634.7254
EB4 demonstration path sensitivity - low carbon price | Generation by type (GWh) | Utility Solar | 7.0578 | 103.9622 | 399.658 | 1502.0886 | 2067.4145 | 2330.0719 | 2553.2781 | 2973.1732 | 2951.3041 | 3206.8055 | 3216.7301 | 3315.7483 | 3289.4314 | 3336.7942 | 3800.5399 | 3804.2089 | 3774.9528 | 3765.0986 | 3723.1387 | 3698.8663 | 3683.0731 | 3682.9954 | 3644.9516 | 3768.015 | 4328.7996 | 4723.8361 | 5306.5464 | 5964.8066
EB4 demonstration path sensitivity - low carbon price | Generation by type (GWh) | Diesel | 0.13074 | 20.3723 | 20.3215 | 16.0112 | 18.9048 | 17.5245 | 22.0939 | 23.9842 | 21.594 | 27.6488 | 23.9246 | 25.9464 | 29.1029 | 29.7441 | 38.8308 | 44.4705 | 47.1411 | 50.5648 | 53.3516 | 49.4695 | 58.9625 | 61.1845 | 61.2178 | 60.9558 | 67.5884 | 67.3374 | 74.4921 | 86.4185
EB4 demonstration path sensitivity - low carbon price | Generation by type (GWh) | Cogen | 80.8707 | 941.1078 | 938.3867 | 938.3323 | 938.5613 | 941.0536 | 938.5219 | 938.5154 | 938.3368 | 941.0016 | 938.5011 | 938.4386 | 938.6594 | 940.8415 | 938.3323 | 938.3091 | 938.4512 | 941.1368 | 938.4655 | 938.3368 | 938.5039 | 941.002 | 938.4386 | 938.6594 | 938.4614 | 940.8225 | 938.3788 | 938.4398
EB4 demonstration path sensitivity - low carbon price | Generation by type (GWh) | Supply of last resort | 0 | 6.6649 | 7.806 | 9.7257 | 13.456 | 17.0457 | 20.6294 | 22.2509 | 17.0846 | 20.7027 | 16.8669 | 19.4909 | 20.1129 | 22.4752 | 24.4891 | 30.8879 | 33.5959 | 37.5576 | 37.7039 | 37.1654 | 43.8802 | 44.9122 | 48.0898 | 48.357 | 49.4535 | 49.3647 | 53.7582 | 59.6034
EB4 demonstration path sensitivity - low carbon price | Generation by type (GWh) | Total | 3506.4923 | 44144.548 | 45034.9599 | 46311.695 | 47721.6523 | 49070.1867 | 50716.0639 | 52089.0647 | 52555.1981 | 53557.5507 | 54308.3303 | 55224.4447 | 56045.8076 | 57043.7783 | 57672.9065 | 58452.6976 | 59222.6862 | 60130.4973 | 60371.5083 | 61106.8404 | 61796.9033 | 62708.1598 | 63298.8419 | 64075.4737 | 64802.6367 | 65744.8626 | 66333.1232 | 67086.2645
EB4 demonstration path sensitivity - low carbon price | Renewable % | Excluding cogen | 87.38% | 84.64% | 88.31% | 89.38% | 91.23% | 93.96% | 94.07% | 94.32% | 94.72% | 95.09% | 95.05% | 95.04% | 94.65% | 95.26% | 95.36% | 95.14% | 95.23% | 95.33% | 95.39% | 95.66% | 95.33% | 95.4% | 95.42% | 95.57% | 95.52% | 95.56% | 95.43% | 95.28%
EB4 demonstration path sensitivity - low carbon price | Renewable % | Including cogen, and assuming cogen is non-renewable | 85.36% | 82.83% | 86.47% | 87.57% | 89.44% | 92.16% | 92.33% | 92.62% | 93.03% | 93.42% | 93.4% | 93.42% | 93.07% | 93.69% | 93.81% | 93.61% | 93.72% | 93.84% | 93.91% | 94.19% | 93.88% | 93.97% | 94% | 94.17% | 94.13% | 94.19% | 94.08% | 93.95%
EB4 demonstration path sensitivity - low carbon price | Installed Capacity (MW) | Wind | 43 | 219 | 219 | 384 | 952.3 | 1262.3 | 1262.3 | 1262.3 | 1262.3 | 1584.3 | 1584.3 | 1738.3 | 2096.3 | 2246.3 | 2346.3 | 2554.7 | 2809.7 | 2939.7 | 3089.7 | 3239.7 | 3239.7 | 3239.7 | 3239.7 | 3239.7 | 3239.7 | 3239.7 | 3239.7 | 3389.7
EB4 demonstration path sensitivity - low carbon price | Installed Capacity (MW) | Geothermal | 0 | 219.4 | 244.4 | 244.4 | 296.4 | 413.4 | 573.4 | 659.4 | 759.4 | 759.4 | 819.4 | 854.4 | 854.4 | 854.4 | 854.4 | 854.4 | 854.4 | 854.4 | 854.4 | 904.4 | 1004.4 | 1004.4 | 1104.4 | 1204.4 | 1204.4 | 1204.4 | 1204.4 | 1204.4
EB4 demonstration path sensitivity - low carbon price | Installed Capacity (MW) | Solar | 0 | 46 | 442 | 904 | 1174 | 1174 | 1324 | 1524 | 1524 | 1674 | 1674 | 1732 | 1732 | 1816 | 2028 | 2028 | 2028 | 2028 | 2028 | 2028 | 2028 | 2028 | 2028 | 2175 | 2451 | 2646 | 3111 | 3391
EB4 demonstration path sensitivity - low carbon price | Installed Capacity (MW) | Hydro | 0 | 0 | 0 | 0 | 0 | 35 | 35 | 35 | 35 | 35 | 35 | 35 | 35 | 35 | 35 | 35 | 35 | 155 | 155 | 155 | 155 | 155 | 155 | 155 | 199 | 269.5 | 269.5 | 269.5
EB4 demonstration path sensitivity - low carbon price | Installed Capacity (MW) | Total | 43 | 484.4 | 905.4 | 1532.4 | 2422.7 | 2884.7 | 3194.7 | 3480.7 | 3580.7 | 4052.7 | 4112.7 | 4359.7 | 4717.7 | 4951.7 | 5263.7 | 5472.1 | 5727.1 | 5977.1 | 6127.1 | 6327.1 | 6427.1 | 6427.1 | 6527.1 | 6774.1 | 7094.1 | 7359.6 | 7824.6 | 8254.6
EB4 demonstration path sensitivity - low carbon price | Emissions | kt | 415.6651 | 4581.0014 | 4019.9031 | 3795.1765 | 3419.2735 | 2812.0649 | 2907.7561 | 2927.0509 | 2870.0827 | 2991.166 | 3034.9706 | 3082.1889 | 3257.3312 | 3091.659 | 3159.5644 | 3270.264 | 3265.7295 | 3267.2055 | 3252.7456 | 3170.0716 | 3330.8028 | 3342.1259 | 3359.1893 | 3329.6583 | 3379.1758 | 3394.3072 | 3468.4115 | 3563.3368
EB4 demonstration path sensitivity - low carbon price | Emissions | g/kWh | 118.5416 | 103.7728 | 89.2618 | 81.9486 | 71.6504 | 57.307 | 57.334 | 56.1932 | 54.6108 | 55.8496 | 55.8841 | 55.812 | 58.1191 | 54.198 | 54.7842 | 55.9472 | 55.1432 | 54.3352 | 53.8788 | 51.8775 | 53.8992 | 53.2965 | 53.0687 | 51.9646 | 52.1457 | 51.6285 | 52.2878 | 53.1157
EB4 demonstration path sensitivity - low carbon price | Wholesale prices | 5th percentile | 112.534 | 118.16 | 112.986 | 105.87 | 87.026 | 72.564 | 82.952 | 80.974 | 73.9 | 80.148 | 79.882 | 78.418 | 80.546 | 75.592 | 77.104 | 81.76 | 81.238 | 79.81 | 78.75 | 75.892 | 82.42 | 84.202 | 85.962 | 82.75 | 84.97 | 87.122 | 88.904 | 93.055
EB4 demonstration path sensitivity - low carbon price | Wholesale prices | 25th percentile | 151.52 | 139.53 | 143.67 | 139.02 | 124.89 | 98.38 | 112.27 | 110.18 | 105.92 | 110.89 | 112.19 | 110.81 | 114.75 | 110.38 | 109.79 | 115.52 | 119.32 | 116.94 | 117.04 | 114.32 | 120.88 | 123.37 | 125.98 | 124.67 | 127.95 | 126.53 | 129.21 | 132.73
EB4 demonstration path sensitivity - low carbon price | Wholesale prices | median | 167.91 | 155.95 | 161.84 | 156.68 | 138.38 | 116.32 | 126.12 | 123.3 | 117.47 | 124.74 | 126.38 | 127.56 | 128.11 | 122.94 | 126.85 | 135.34 | 135.72 | 135.83 | 133 | 133.64 | 143.2 | 144.9 | 147.87 | 149.77 | 148.17 | 152.55 | 156.61 | 163.48
EB4 demonstration path sensitivity - low carbon price | Wholesale prices | 75th percentile | 184.53 | 176.76 | 184.46 | 178.59 | 159.23 | 137.57 | 146.64 | 145.78 | 141.97 | 151.34 | 151.61 | 152.31 | 153.11 | 147.67 | 151.45 | 157.82 | 158.51 | 158.68 | 158.48 | 157.68 | 164.53 | 167.54 | 173.08 | 175.29 | 176.52 | 175.47 | 176.19 | 185.02
EB4 demonstration path sensitivity - low carbon price | Wholesale prices | 95th percentile | 205.13 | 209.006 | 226.808 | 214.434 | 197.544 | 169.76 | 176.98 | 177.556 | 175.214 | 185.812 | 192.216 | 194.886 | 197.706 | 186.374 | 194.964 | 204.318 | 205.624 | 203.598 | 205.656 | 209.71 | 223.34 | 233.982 | 239.164 | 243.672 | 248.244 | 244.692 | 247.398 | 256.665
EB4 demonstration path sensitivity - high gas price | Generation by type (GWh) | Gas CCGT | 50.223 | 4340.991 | 2649.003 | 2566.842 | 2356.44 | 1851.886 | 1536.332 | 1455.595 | 1165.722 | 581.846 | 563.4211 | 514.3197 | 492.6218 | 450.034 | 0 | 0 | 0 | 0 | 0 | 0 | 0 | 0 | 0 | 0 | 0 | 0 | 0 | 0
EB4 demonstration path sensitivity - high gas price | Generation by type (GWh) | Coal | 229.1782 | 980.2956 | 949.5452 | 837.1908 | 674.5894 | 428.8601 | 451.8465 | 419.179 | 279.5617 | 418.2467 | 342.9382 | 269.1212 | 248.8904 | 229.4828 | 336.5762 | 388.8077 | 390.0786 | 372.5253 | 324.9161 | 306.3519 | 333.494 | 327.6609 | 311.3546 | 332.6067 | 324.6559 | 334.1882 | 351.8845 | 358.7787
EB4 demonstration path sensitivity - high gas price | Generation by type (GWh) | Wind | 319.6095 | 4098.243 | 4508.504 | 4774.277 | 6140.266 | 7310.967 | 7554.048 | 7605.141 | 8137.341 | 9076.002 | 10042.66 | 10948.77 | 11527.03 | 12303.4 | 12636.58 | 12629.94 | 13026.11 | 13515.86 | 13469.53 | 14248.15 | 14910.39 | 15209.08 | 15138.03 | 15287.66 | 15646.52 | 16112.94 | 16819.62 | 16831.35
EB4 demonstration path sensitivity - high gas price | Generation by type (GWh) | Hydro | 1989.857 | 24169.46 | 24185.71 | 24415.72 | 24270.38 | 24217.86 | 24083.31 | 24037.06 | 23747.88 | 23716.33 | 23547.05 | 23404.56 | 23498.07 | 23423.3 | 23516.74 | 23584 | 23615.85 | 23929.87 | 23744.74 | 23733.21 | 23747.4 | 23752.09 | 23711.15 | 23618.29 | 23744.43 | 23826.89 | 23762.92 | 24088.46
EB4 demonstration path sensitivity - high gas price | Generation by type (GWh) | Geothermal | 673.4883 | 8184.657 | 9683.062 | 9861.502 | 10155.15 | 11024.5 | 12439.05 | 13711.95 | 14507.45 | 14547.39 | 14532.24 | 14790.84 | 14792.04 | 14835.08 | 14789.52 | 14789.51 | 15193.38 | 15304.76 | 16004.38 | 15998.38 | 15998.63 | 16448.83 | 17211.79 | 17612.56 | 17616.04 | 17657.87 | 17609.68 | 17610.47
EB4 demonstration path sensitivity - high gas price | Generation by type (GWh) | Gas Peak | 156.0784 | 1304.948 | 1488.827 | 1388.974 | 1132.092 | 796.3409 | 863.7225 | 801.7344 | 638.8425 | 828.2336 | 777.5139 | 709.6913 | 659.445 | 619.6243 | 957.8071 | 1027.627 | 1033.487 | 991.9195 | 893.2966 | 869.1712 | 905.139 | 922.585 | 886.7611 | 906.8092 | 879.019 | 895.2829 | 927.2436 | 939.9715
EB4 demonstration path sensitivity - high gas price | Generation by type (GWh) | Utility Solar | 7.0578 | 103.9622 | 631.8137 | 1540.792 | 2054.138 | 2449.445 | 2779.606 | 3061.497 | 3102.951 | 3358.46 | 3486.479 | 3509.58 | 3746.821 | 4107.611 | 4371.529 | 4974.529 | 4946.07 | 4930.693 | 4874.829 | 4843.128 | 4818.917 | 4910.498 | 4904.299 | 5122.69 | 5436.209 | 5741.511 | 5687.623 | 6044.421
EB4 demonstration path sensitivity - high gas price | Generation by type (GWh) | Diesel | 0.12921 | 19.4342 | 20.0418 | 15.6278 | 18.3161 | 17.9181 | 21.8483 | 23.3452 | 19.7696 | 26.0028 | 22.9854 | 25.2324 | 26.1481 | 27.229 | 30.9872 | 33.8534 | 32.9507 | 35.604 | 33.3776 | 32.8864 | 39.0072 | 41.6826 | 42.4766 | 44.7949 | 46.4604 | 50.9381 | 57.7736 | 61.2388
EB4 demonstration path sensitivity - high gas price | Generation by type (GWh) | Cogen | 80.8706 | 941.1078 | 938.3867 | 938.3324 | 938.5613 | 941.0536 | 938.5219 | 938.5154 | 938.3368 | 941.0016 | 938.5011 | 938.4387 | 938.6594 | 940.8415 | 938.3324 | 938.3091 | 938.4512 | 941.1368 | 938.4614 | 938.3368 | 938.5006 | 940.9944 | 938.431 | 938.6482 | 938.4503 | 940.8044 | 938.3484 | 938.4127
EB4 demonstration path sensitivity - high gas price | Generation by type (GWh) | Supply of last resort | 0 | 6.2857 | 8.2187 | 9.0967 | 12.1905 | 16.3479 | 20.3997 | 20.5118 | 17.5394 | 23.667 | 22.5127 | 27.334 | 29.1672 | 29.5031 | 28.1333 | 30.7276 | 30.2197 | 34.3778 | 32.419 | 33.7967 | 41.7928 | 44.4762 | 47.4703 | 50.673 | 51.8273 | 59.4304 | 71.4221 | 73.7682
EB4 demonstration path sensitivity - high gas price | Generation by type (GWh) | Total | 3506.493 | 44149.39 | 45063.11 | 46348.35 | 47752.12 | 49055.18 | 50688.68 | 52074.53 | 52555.4 | 53517.18 | 54276.3 | 55137.89 | 55958.89 | 56966.11 | 57606.21 | 58397.32 | 59206.59 | 60056.75 | 60315.96 | 61003.41 | 61733.28 | 62597.89 | 63191.76 | 63914.72 | 64683.61 | 65619.86 | 66226.51 | 66946.88
EB4 demonstration path sensitivity - high gas price | Renewable % | Excluding cogen | 87.28% | 84.62% | 88.43% | 89.41% | 91.07% | 93.57% | 94.22% | 94.72% | 95.92% | 96.47% | 96.8% | 97.2% | 97.41% | 97.63% | 97.66% | 97.48% | 97.5% | 97.63% | 97.89% | 97.99% | 97.9% | 97.9% | 98.01% | 97.96% | 98.04% | 98.02% | 97.95% | 97.94%
EB4 demonstration path sensitivity - high gas price | Renewable % | Including cogen, and assuming cogen is non-renewable | 85.27% | 82.82% | 86.58% | 87.6% | 89.28% | 91.77% | 92.48% | 93.01% | 94.21% | 94.78% | 95.13% | 95.54% | 95.77% | 96.02% | 96.07% | 95.91% | 95.95% | 96.1% | 96.37% | 96.48% | 96.41% | 96.43% | 96.55% | 96.52% | 96.62% | 96.62% | 96.56% | 96.57%
EB4 demonstration path sensitivity - high gas price | Installed Capacity (MW) | Wind | 43 | 219 | 219 | 384 | 916 | 1137.3 | 1137.3 | 1305.3 | 1305.3 | 1615.3 | 1865.3 | 2173.3 | 2381.3 | 2511.3 | 2619.7 | 2619.7 | 2749.7 | 2879.7 | 2879.7 | 3154.7 | 3404.7 | 3404.7 | 3404.7 | 3554.7 | 3704.7 | 3704.7 | 3941.7 | 3941.7
EB4 demonstration path sensitivity - high gas price | Installed Capacity (MW) | Geothermal | 0 | 219.4 | 244.4 | 244.4 | 296.4 | 413.4 | 619.4 | 819.4 | 819.4 | 819.4 | 854.4 | 854.4 | 854.4 | 854.4 | 854.4 | 854.4 | 904.4 | 1004.4 | 1004.4 | 1004.4 | 1004.4 | 1104.4 | 1204.4 | 1204.4 | 1204.4 | 1204.4 | 1204.4 | 1204.4
EB4 demonstration path sensitivity - high gas price | Installed Capacity (MW) | Solar | 0 | 46 | 592 | 904 | 1174 | 1324 | 1482 | 1582 | 1732 | 1732 | 1844 | 1844 | 2004 | 2188 | 2638 | 2638 | 2638 | 2638 | 2638 | 2638 | 2638 | 2713 | 2713 | 3006 | 3106 | 3206 | 3206 | 3456
EB4 demonstration path sensitivity - high gas price | Installed Capacity (MW) | Hydro | 0 | 0 | 0 | 0 | 0 | 35 | 35 | 35 | 35 | 35 | 35 | 35 | 105 | 105 | 155 | 155 | 155 | 225.5 | 225.5 | 225.5 | 225.5 | 225.5 | 225.5 | 225.5 | 269.5 | 269.5 | 269.5 | 354.5
EB4 demonstration path sensitivity - high gas price | Installed Capacity (MW) | Total | 43 | 484.4 | 1055.4 | 1532.4 | 2386.4 | 2909.7 | 3273.7 | 3741.7 | 3891.7 | 4201.7 | 4598.7 | 4906.7 | 5344.7 | 5658.7 | 6267.1 | 6267.1 | 6447.1 | 6747.6 | 6747.6 | 7022.6 | 7272.6 | 7447.6 | 7547.6 | 7990.6 | 8284.6 | 8384.6 | 8621.6 | 8956.6
EB4 demonstration path sensitivity - high gas price | Emissions | kt | 419.2856 | 4608.6927 | 4020.8785 | 3823.3966 | 3491.628 | 2933.525 | 2868.0197 | 2800.5263 | 2505.6828 | 2501.7082 | 2399.5152 | 2286.431 | 2237.9031 | 2191.33 | 2261.5639 | 2341.2884 | 2348.5128 | 2320.8985 | 2236.3507 | 2207.2197 | 2252.1023 | 2265.2877 | 2239.1107 | 2273.0341 | 2255.254 | 2276.7993 | 2308.2035 | 2322.7153
EB4 demonstration path sensitivity - high gas price | Emissions | g/kWh | 119.5741 | 104.3886 | 89.2277 | 82.4926 | 73.1199 | 59.8005 | 56.5811 | 53.7792 | 47.677 | 46.7459 | 44.2093 | 41.4675 | 39.9919 | 38.4673 | 39.259 | 40.0924 | 39.6664 | 38.6451 | 37.0773 | 36.1819 | 36.4812 | 36.1879 | 35.4336 | 35.5635 | 34.8659 | 34.6968 | 34.8532 | 34.6949
EB4 demonstration path sensitivity - high gas price | Wholesale prices | 5th percentile | 106.586 | 112.118 | 106.726 | 101.392 | 85.368 | 74.9 | 83.408 | 83.416 | 71.644 | 79.666 | 76.114 | 73.908 | 73.494 | 72.678 | 73.65 | 80.008 | 80.838 | 80.664 | 76.442 | 71.65 | 79.656 | 80.27 | 80.934 | 84.64 | 83.946 | 86.196 | 88.558 | 89.18
EB4 demonstration path sensitivity - high gas price | Wholesale prices | 25th percentile | 144.99 | 132.77 | 134.99 | 133.37 | 121.98 | 101.57 | 114.02 | 113.7 | 101.67 | 110.36 | 108.69 | 105.77 | 105.48 | 100.79 | 102.86 | 108.85 | 114.45 | 115.62 | 108.15 | 110.63 | 113.5 | 119.85 | 117.21 | 119.6 | 120.6 | 126.22 | 131.97 | 137.84
EB4 demonstration path sensitivity - high gas price | Wholesale prices | median | 159.8 | 149.26 | 153.36 | 149.65 | 137.34 | 118.58 | 127.4 | 125.85 | 119.76 | 128.35 | 128.96 | 129.16 | 127.48 | 124.23 | 130.83 | 138.84 | 142.84 | 141.29 | 137.62 | 141.42 | 146.77 | 149.7 | 151.98 | 157.15 | 154.35 | 160.79 | 167.21 | 171.24
EB4 demonstration path sensitivity - high gas price | Wholesale prices | 75th percentile | 175.19 | 168.33 | 175.79 | 171.95 | 158.09 | 140.71 | 151.44 | 153.16 | 142.73 | 159.67 | 159.71 | 160.32 | 158.29 | 157.3 | 162.63 | 170.06 | 173.93 | 174.85 | 169.56 | 174.62 | 183.06 | 186.94 | 191.72 | 194.2 | 193.31 | 199.89 | 206.24 | 210.545
EB4 demonstration path sensitivity - high gas price | Wholesale prices | 95th percentile | 195.87 | 200.186 | 215.694 | 206.646 | 193.91 | 172.582 | 179.604 | 184.668 | 177.36 | 188.176 | 188.362 | 191.232 | 188.928 | 184.776 | 194.046 | 204 | 209.958 | 207.626 | 205.336 | 209.228 | 218.222 | 228.632 | 229.654 | 232.44 | 233.502 | 238.038 | 252.756 | 259.96
EB4 demonstration path sensitivity - low gas price | Generation by type (GWh) | Gas CCGT | 55.9955 | 4433.2996 | 2715.9045 | 2686.274 | 2452.7721 | 2056.258 | 1780.5872 | 1729.6303 | 1401.1281 | 754.6838 | 704.0351 | 697.5698 | 693.0086 | 630.7547 | 0 | 0 | 0 | 0 | 0 | 0 | 0 | 0 | 0 | 0 | 0 | 0 | 0 | 0
EB4 demonstration path sensitivity - low gas price | Generation by type (GWh) | Coal | 212.8229 | 747.4112 | 791.0091 | 780.0508 | 592.9033 | 426.6047 | 432.0445 | 387.5515 | 257.1572 | 314.3789 | 235.9703 | 205.958 | 194.2527 | 172.5483 | 256.3533 | 267.897 | 276.2338 | 281.7269 | 235.1826 | 283.206 | 256.2696 | 223.9281 | 221.2764 | 227.9527 | 233.7097 | 221.6665 | 249.8101 | 250.1058
EB4 demonstration path sensitivity - low gas price | Generation by type (GWh) | Wind | 319.6095 | 4098.2435 | 4508.4924 | 4599.795 | 5744.9616 | 6759.1885 | 7423.6047 | 7448.1371 | 7441.6591 | 8525.9445 | 9461.4214 | 10172.1802 | 11073.2209 | 11992.667 | 12415.7323 | 12484.9417 | 13001.4294 | 13370.5618 | 13656.2643 | 13862.6213 | 14035.6141 | 14299.6709 | 14262.4099 | 14724.4413 | 15140.6838 | 15660.2589 | 15961.6899 | 16313.6305
EB4 demonstration path sensitivity - low gas price | Generation by type (GWh) | Hydro | 1977.2912 | 24103.571 | 24208.0624 | 24459.5285 | 24279.2659 | 24224.3243 | 24151.7156 | 24304.6017 | 24053.4593 | 23977.8764 | 23775.0675 | 23756.493 | 23563.4014 | 23450.9602 | 23606.1752 | 23923.8059 | 23892.8023 | 24157.3208 | 24090.8392 | 24172.4595 | 24219.2964 | 24281.1487 | 24174.9421 | 24060.7381 | 24114.9502 | 24330.6602 | 24156.2866 | 24154.9962
EB4 demonstration path sensitivity - low gas price | Generation by type (GWh) | Geothermal | 673.4883 | 8184.6568 | 9683.0623 | 9861.5025 | 10085.115 | 10817.1245 | 11706.9001 | 13068.5361 | 14507.447 | 14547.3853 | 14626.5194 | 14790.8445 | 14792.0364 | 14835.079 | 14789.4669 | 14789.5145 | 14790.4159 | 14966.9367 | 15198.4104 | 15395.5364 | 15998.6308 | 16649.8723 | 17346.4053 | 17612.5572 | 17616.0402 | 17657.67 | 17609.5428 | 17610.2079
EB4 demonstration path sensitivity - low gas price | Generation by type (GWh) | Gas Peak | 179.7738 | 1530.24 | 1886.9547 | 1896.5496 | 1562.183 | 1318.5123 | 1391.6134 | 1328.0859 | 1138.7323 | 1371.1123 | 1282.0467 | 1218.7097 | 1172.6902 | 1111.2102 | 1630.0573 | 1674.759 | 1678.3236 | 1704.2419 | 1567.4903 | 1731.5454 | 1700.1073 | 1647.3598 | 1635.7483 | 1612.4803 | 1664.4147 | 1642.2966 | 1710.1336 | 1690.3962
EB4 demonstration path sensitivity - low gas price | Generation by type (GWh) | Utility Solar | 7.0578 | 103.9622 | 353.2062 | 1153.4096 | 2087.5066 | 2481.6688 | 2800.9803 | 2787.4227 | 2768.451 | 3073.0335 | 3210.6286 | 3309.3427 | 3501.1247 | 3798.3646 | 3949.5459 | 4323.3357 | 4616.4872 | 4609.196 | 4556.6338 | 4536.2826 | 4513.6935 | 4511.7007 | 4568.8187 | 4704.2881 | 4886.4306 | 5119.5093 | 5538.0462 | 5955.3209
EB4 demonstration path sensitivity - low gas price | Generation by type (GWh) | Diesel | 0.083818 | 19.5637 | 21.9628 | 17.4234 | 19.7004 | 20.3517 | 24.844 | 25.5436 | 21.5939 | 26.5915 | 23.2972 | 25.8035 | 27.1491 | 28.4079 | 28.2783 | 30.5571 | 30.2361 | 31.7761 | 30.5026 | 31.0264 | 31.6405 | 33.3146 | 35.0405 | 37.4251 | 41.6622 | 42.3563 | 46.4576 | 51.7323
EB4 demonstration path sensitivity - low gas price | Generation by type (GWh) | Cogen | 80.8707 | 941.1078 | 938.3867 | 938.3323 | 938.5613 | 941.0536 | 938.5219 | 938.5154 | 938.3368 | 941.0016 | 938.5011 | 938.4386 | 938.6594 | 940.8415 | 938.3285 | 938.3091 | 938.4512 | 941.1368 | 938.4576 | 938.333 | 938.5006 | 941.002 | 938.4272 | 938.6482 | 938.4501 | 940.7926 | 938.3412 | 938.3981
EB4 demonstration path sensitivity - low gas price | Generation by type (GWh) | Supply of last resort | 0 | 7.9983 | 9.3996 | 10.6903 | 15.878 | 19.8554 | 25.9852 | 25.9385 | 21.2865 | 24.5242 | 22.604 | 27.7298 | 31.3705 | 32.4413 | 35.0084 | 37.7354 | 38.9934 | 41.5907 | 41.8258 | 41.1007 | 44.3176 | 47.0486 | 49.4775 | 56.5081 | 60.4013 | 66.5289 | 74.3499 | 84.9336
EB4 demonstration path sensitivity - low gas price | Generation by type (GWh) | Total | 3506.9936 | 44170.054 | 45116.4407 | 46403.556 | 47778.8472 | 49064.9419 | 50676.7967 | 52043.9628 | 52549.2512 | 53556.532 | 54280.0914 | 55143.0698 | 55986.9141 | 56993.2748 | 57648.9463 | 58470.8554 | 59263.3729 | 60104.4878 | 60315.6066 | 60992.1113 | 61738.0706 | 62635.0456 | 63232.546 | 63975.0391 | 64696.7428 | 65681.7394 | 66284.6579 | 67049.7216
EB4 demonstration path sensitivity - low gas price | Renewable % | Excluding cogen | 86.9% | 84.43% | 87.74% | 88.17% | 90.12% | 92.06% | 92.7% | 93.21% | 94.54% | 95.31% | 95.79% | 96.04% | 96.21% | 96.53% | 96.62% | 96.57% | 96.6% | 96.59% | 96.91% | 96.59% | 96.73% | 96.91% | 96.96% | 97.02% | 96.96% | 97.06% | 96.93% | 96.99%
EB4 demonstration path sensitivity - low gas price | Renewable % | Including cogen, and assuming cogen is non-renewable | 84.9% | 82.63% | 85.92% | 86.38% | 88.35% | 90.29% | 90.99% | 91.53% | 92.85% | 93.64% | 94.13% | 94.4% | 94.6% | 94.94% | 95.05% | 95.02% | 95.07% | 95.08% | 95.4% | 95.11% | 95.26% | 95.46% | 95.52% | 95.6% | 95.55% | 95.67% | 95.56% | 95.63%
EB4 demonstration path sensitivity - low gas price | Installed Capacity (MW) | Wind | 43 | 219 | 219 | 384 | 821 | 1031 | 1102.3 | 1102.3 | 1102.3 | 1478.3 | 1888.3 | 2038.3 | 2246.3 | 2406.3 | 2536.3 | 2584.7 | 2714.7 | 2814.7 | 2964.7 | 2964.7 | 3089.7 | 3089.7 | 3239.7 | 3239.7 | 3416.7 | 3566.7 | 3716.7 | 3716.7
EB4 demonstration path sensitivity - low gas price | Installed Capacity (MW) | Geothermal | 0 | 219.4 | 244.4 | 244.4 | 296.4 | 388.4 | 533.4 | 719.4 | 819.4 | 819.4 | 854.4 | 854.4 | 854.4 | 854.4 | 854.4 | 854.4 | 854.4 | 904.4 | 904.4 | 1004.4 | 1004.4 | 1104.4 | 1204.4 | 1204.4 | 1204.4 | 1204.4 | 1204.4 | 1204.4
EB4 demonstration path sensitivity - low gas price | Installed Capacity (MW) | Solar | 0 | 46 | 342 | 804 | 1154 | 1274 | 1424 | 1424 | 1424 | 1674 | 1674 | 1844 | 1844 | 2103 | 2103 | 2453 | 2453 | 2453 | 2453 | 2453 | 2453 | 2453 | 2600 | 2600 | 2850 | 2850 | 3276 | 3376
EB4 demonstration path sensitivity - low gas price | Installed Capacity (MW) | Hydro | 0 | 0 | 0 | 0 | 0 | 0 | 35 | 35 | 35 | 35 | 35 | 35 | 35 | 35 | 155 | 155 | 155 | 225.5 | 225.5 | 225.5 | 225.5 | 225.5 | 225.5 | 225.5 | 225.5 | 269.5 | 269.5 | 269.5
EB4 demonstration path sensitivity - low gas price | Installed Capacity (MW) | Total | 43 | 484.4 | 805.4 | 1432.4 | 2271.4 | 2693.4 | 3094.7 | 3280.7 | 3380.7 | 4006.7 | 4451.7 | 4771.7 | 4979.7 | 5398.7 | 5648.7 | 6047.1 | 6177.1 | 6397.6 | 6547.6 | 6647.6 | 6772.6 | 6872.6 | 7269.6 | 7269.6 | 7696.6 | 7890.6 | 8466.6 | 8566.6
EB4 demonstration path sensitivity - low gas price | Emissions | kt | 418.8632 | 4552.6682 | 4102.6124 | 4064.7994 | 3665.3666 | 3261.1249 | 3199.5315 | 3121.1835 | 2817.1452 | 2739.1196 | 2603.3417 | 2546.5465 | 2514.2205 | 2447.8985 | 2505.3651 | 2537.9263 | 2546.44 | 2570.0878 | 2464.5921 | 2583.5775 | 2552.2657 | 2510.9718 | 2507.9249 | 2507.6066 | 2540.8455 | 2522.9999 | 2578.0555 | 2572.9406
EB4 demonstration path sensitivity - low gas price | Emissions | g/kWh | 119.4366 | 103.0714 | 90.9339 | 87.5967 | 76.7153 | 66.4655 | 63.136 | 59.9721 | 53.6096 | 51.1445 | 47.9613 | 46.1807 | 44.9073 | 42.9507 | 43.459 | 43.405 | 42.9682 | 42.7603 | 40.8616 | 42.3592 | 41.3402 | 40.0889 | 39.6619 | 39.1966 | 39.2732 | 38.4125 | 38.8937 | 38.3736
EB4 demonstration path sensitivity - low gas price | Wholesale prices | 5th percentile | 98.57 | 96.87 | 97.346 | 98.242 | 83.546 | 78.79 | 83.634 | 83.81 | 73.916 | 80.752 | 75.674 | 75.332 | 77.292 | 72.774 | 74.696 | 76.552 | 78.496 | 80.13 | 74.578 | 81.418 | 81.892 | 79.828 | 80.654 | 84.426 | 85.49 | 85.998 | 89.542 | 92.875
EB4 demonstration path sensitivity - low gas price | Wholesale prices | 25th percentile | 134.27 | 114.31 | 123.47 | 124.49 | 112.04 | 100.91 | 110.49 | 109.42 | 100.59 | 110.35 | 108.49 | 107.79 | 109.36 | 106.16 | 107.82 | 108.66 | 111.96 | 113.89 | 108.83 | 117.89 | 117.81 | 118.3 | 119.03 | 122.24 | 126.94 | 127.49 | 133.3 | 137.5
EB4 demonstration path sensitivity - low gas price | Wholesale prices | median | 148.76 | 132.58 | 141.72 | 142.72 | 130.43 | 119.17 | 127.16 | 127.64 | 116.83 | 126.62 | 124.06 | 126.8 | 125.57 | 122.98 | 129.03 | 132.25 | 135.72 | 135.65 | 132.05 | 140.11 | 141.98 | 143.67 | 145.95 | 149.07 | 153.61 | 154.27 | 158.95 | 164.86
EB4 demonstration path sensitivity - low gas price | Wholesale prices | 75th percentile | 164.17 | 149.56 | 160.72 | 160.51 | 147.47 | 136.05 | 143.39 | 145.5 | 138.49 | 152.05 | 149.8 | 153.5 | 150.85 | 149.65 | 155.21 | 158.15 | 157.54 | 161.65 | 159.16 | 167.62 | 170.84 | 173.5 | 175 | 177.37 | 184.19 | 189.13 | 194.65 | 198.18
EB4 demonstration path sensitivity - low gas price | Wholesale prices | 95th percentile | 183.422 | 183.252 | 202.288 | 201.218 | 187.764 | 167.362 | 175.498 | 177.124 | 172.884 | 188.92 | 187.082 | 186.728 | 184.356 | 184.528 | 188.808 | 198.21 | 198.214 | 200.51 | 196.272 | 206.108 | 211.136 | 221.502 | 225.264 | 223.798 | 242.612 | 240.606 | 252.746 | 259.375
EB4 demonstration path sensitivity - Tiwai exit | Generation by type (GWh) | Gas CCGT | 49.1175 | 4190.931 | 1778.4526 | 1941.3237 | 2092.7631 | 1832.7992 | 1539.4789 | 1439.7149 | 1234.9555 | 585.3174 | 531.0353 | 524.3735 | 498.4431 | 468.6795 | 0 | 0 | 0 | 0 | 0 | 0 | 0 | 0 | 0 | 0 | 0 | 0 | 0 | 0
EB4 demonstration path sensitivity - Tiwai exit | Generation by type (GWh) | Coal | 222.5551 | 834.6041 | 111.0946 | 164.4913 | 297.1132 | 308.2019 | 351.1135 | 330.5517 | 262.1471 | 318.089 | 227.8789 | 200.8843 | 182.7945 | 164.8304 | 257.6973 | 298.0133 | 287.039 | 276.5519 | 232.4035 | 227.5269 | 255.7461 | 227.8103 | 243.1957 | 257.5672 | 277.0386 | 286.7569 | 308.9772 | 339.6393
EB4 demonstration path sensitivity - Tiwai exit | Generation by type (GWh) | Wind | 319.6095 | 4098.2435 | 4507.9454 | 4544.8289 | 4546.7938 | 4612.9238 | 4869.3487 | 5190.4241 | 5958.0852 | 7436.4618 | 7812.0934 | 8118.6748 | 9162.917 | 9413.0756 | 9820.8052 | 10270.7931 | 11080.6959 | 11631.5156 | 11600.7248 | 12054.9897 | 12560.6605 | 13352.3998 | 13869.0378 | 14454.1046 | 14922.934 | 15241.5105 | 15377.5639 | 15404.8493
EB4 demonstration path sensitivity - Tiwai exit | Generation by type (GWh) | Hydro | 2003.0614 | 24655.4255 | 22940.9453 | 23851.9935 | 24147.4146 | 24185.6769 | 23927.9851 | 23976.8025 | 23659.1788 | 23465.15 | 23433.3089 | 23377.3539 | 23248.2995 | 23250.6297 | 23110.5636 | 23378.1111 | 23466.9936 | 23703.8919 | 23536.1839 | 23543.1705 | 23670.4483 | 23760.9816 | 23651.6218 | 23460.5957 | 23549.3035 | 23529.0497 | 23401.8743 | 23482.0181
EB4 demonstration path sensitivity - Tiwai exit | Generation by type (GWh) | Geothermal | 673.4883 | 8184.6568 | 9615.7183 | 9660.0225 | 9968.091 | 10537.128 | 11407.9368 | 11724.9688 | 11718.9647 | 11751.2186 | 12185.0239 | 12896.9332 | 12898.1251 | 13611.6269 | 13701.5316 | 13701.5232 | 13702.4246 | 13875.9645 | 14513.4389 | 14789.4979 | 14789.814 | 14830.4317 | 14790.7885 | 14791.7003 | 14795.0828 | 14829.2492 | 14788.5011 | 15192.579
EB4 demonstration path sensitivity - Tiwai exit | Generation by type (GWh) | Gas Peak | 149.26 | 1138.035 | 426.5816 | 548.5223 | 723.2312 | 719.6745 | 828.0993 | 741.8659 | 647.6242 | 779.8467 | 744.1056 | 701.4115 | 685.2104 | 665.0064 | 1020.7883 | 1100.961 | 1085.0638 | 1063.8744 | 959.5213 | 963.8434 | 1037.4679 | 978.9079 | 997.3111 | 1016.0843 | 1066.9987 | 1125.8908 | 1157.9661 | 1230.2608
EB4 demonstration path sensitivity - Tiwai exit | Generation by type (GWh) | Utility Solar | 7.0578 | 103.9622 | 110.1566 | 109.8663 | 360.6761 | 1093.7616 | 1952.8641 | 2794.5431 | 3110.6933 | 3198.0189 | 3349.5711 | 3326.8585 | 3294.7439 | 3449.6431 | 3812.7177 | 3823.8599 | 3800.455 | 3797.6205 | 3760.5159 | 3739.0715 | 3714.3273 | 3709.8285 | 3882.3494 | 4199.0536 | 4343.3116 | 4830.6692 | 5411.5188 | 5546.6593
EB4 demonstration path sensitivity - Tiwai exit | Generation by type (GWh) | Diesel | 0.066687 | 18.7691 | 10.5605 | 9.7284 | 10.2921 | 12.7243 | 16.5719 | 19.1588 | 19.5347 | 23.9186 | 18.4726 | 19.6404 | 20.3328 | 19.3633 | 17.9137 | 20.2048 | 20.4655 | 21.0689 | 19.4584 | 18.1426 | 21.8809 | 25.8349 | 30.1195 | 33.2349 | 36.9141 | 40.8235 | 46.052 | 50.5856
EB4 demonstration path sensitivity - Tiwai exit | Generation by type (GWh) | Cogen | 80.8707 | 941.1078 | 938.3867 | 938.3323 | 938.5613 | 941.0536 | 938.5219 | 938.5154 | 938.3368 | 940.9978 | 938.5011 | 938.4386 | 938.6594 | 940.8415 | 938.3323 | 938.3091 | 938.4512 | 941.1368 | 938.4617 | 938.3368 | 938.5039 | 940.9982 | 938.4348 | 938.6367 | 938.4321 | 940.789 | 938.3116 | 938.3984
EB4 demonstration path sensitivity - Tiwai exit | Generation by type (GWh) | Supply of last resort | 0 | 7.7266 | 4.1982 | 4.4467 | 5.5396 | 8.7265 | 11.9146 | 17.2278 | 20.2029 | 25.9589 | 19.6647 | 21.7223 | 22.1984 | 20.2717 | 19.305 | 21.488 | 22.4595 | 24.5765 | 22.9899 | 22.6636 | 26.8987 | 32.8447 | 38.8646 | 42.9834 | 46.2785 | 51.6517 | 56.2035 | 59.6545
EB4 demonstration path sensitivity - Tiwai exit | Generation by type (GWh) | Total | 3505.0869 | 44173.4615 | 40444.0399 | 41773.5558 | 43090.476 | 44252.6703 | 45843.8347 | 47173.773 | 47569.7233 | 48524.9777 | 49259.6555 | 50126.2911 | 50951.7242 | 52003.9682 | 52699.6547 | 53553.2635 | 54404.0484 | 55336.2011 | 55583.6982 | 56297.2428 | 57015.7476 | 57860.0377 | 58441.7233 | 59193.9607 | 59976.2939 | 60876.3905 | 61486.9684 | 62244.6443
EB4 demonstration path sensitivity - Tiwai exit | Renewable % | Excluding cogen | 87.71% | 85.7% | 94.11% | 93.48% | 92.59% | 93.37% | 93.91% | 94.53% | 95.36% | 96.41% | 96.85% | 97.06% | 97.23% | 97.42% | 97.5% | 97.3% | 97.4% | 97.5% | 97.78% | 97.82% | 97.65% | 97.83% | 97.79% | 97.76% | 97.66% | 97.57% | 97.5% | 97.36%
EB4 demonstration path sensitivity - Tiwai exit | Renewable % | Including cogen, and assuming cogen is non-renewable | 85.68% | 83.87% | 91.93% | 91.38% | 90.57% | 91.38% | 91.99% | 92.64% | 93.48% | 94.54% | 95.01% | 95.24% | 95.44% | 95.66% | 95.76% | 95.6% | 95.72% | 95.84% | 96.13% | 96.18% | 96.05% | 96.24% | 96.22% | 96.21% | 96.13% | 96.07% | 96.01% | 95.89%
EB4 demonstration path sensitivity - Tiwai exit | Installed Capacity (MW) | Wind | 43 | 219 | 219 | 291 | 291 | 381 | 381 | 549 | 850 | 1165.3 | 1265.3 | 1365.3 | 1665.3 | 1665.3 | 1886.3 | 2036.3 | 2144.7 | 2294.7 | 2294.7 | 2424.7 | 2704.7 | 2829.7 | 2979.7 | 3156.7 | 3316.7 | 3466.7 | 3466.7 | 3466.7
EB4 demonstration path sensitivity - Tiwai exit | Installed Capacity (MW) | Geothermal | 0 | 219.4 | 219.4 | 219.4 | 296.4 | 388.4 | 473.4 | 473.4 | 473.4 | 473.4 | 559.4 | 619.4 | 619.4 | 719.4 | 719.4 | 719.4 | 719.4 | 819.4 | 819.4 | 854.4 | 854.4 | 854.4 | 854.4 | 854.4 | 854.4 | 854.4 | 854.4 | 904.4
EB4 demonstration path sensitivity - Tiwai exit | Installed Capacity (MW) | Solar | 0 | 46 | 46 | 46 | 254 | 687 | 1295 | 1512 | 1612 | 1724 | 1724 | 1724 | 1724 | 1808 | 2028 | 2028 | 2028 | 2028 | 2028 | 2028 | 2028 | 2028 | 2175 | 2321 | 2421 | 2771 | 3066 | 3141
EB4 demonstration path sensitivity - Tiwai exit | Installed Capacity (MW) | Hydro | 0 | 0 | 0 | 0 | 0 | 0 | 0 | 0 | 0 | 0 | 0 | 0 | 0 | 0 | 0 | 50 | 120.5 | 120.5 | 120.5 | 120.5 | 155.5 | 155.5 | 155.5 | 155.5 | 155.5 | 155.5 | 155.5 | 155.5
EB4 demonstration path sensitivity - Tiwai exit | Installed Capacity (MW) | Total | 43 | 484.4 | 484.4 | 556.4 | 841.4 | 1456.4 | 2149.4 | 2534.4 | 2935.4 | 3362.7 | 3548.7 | 3708.7 | 4008.7 | 4192.7 | 4633.7 | 4833.7 | 5012.6 | 5262.6 | 5262.6 | 5427.6 | 5742.6 | 5867.6 | 6164.6 | 6487.6 | 6747.6 | 7247.6 | 7542.6 | 7667.6
EB4 demonstration path sensitivity - Tiwai exit | Emissions | kt | 409.8101 | 4345.224 | 2449.9516 | 2594.1391 | 2861.3381 | 2779.7427 | 2760.2606 | 2668.1287 | 2484.8127 | 2355.6714 | 2232.3783 | 2186.9883 | 2154.8327 | 2137.392 | 2194.7099 | 2268.5698 | 2251.8879 | 2240.6776 | 2164.7171 | 2160.0369 | 2221.6031 | 2177.088 | 2198.1015 | 2221.9989 | 2266.1539 | 2307.2179 | 2341.5211 | 2409.2594
EB4 demonstration path sensitivity - Tiwai exit | Emissions | g/kWh | 116.9187 | 98.3673 | 60.5763 | 62.1 | 66.403 | 62.8153 | 60.2101 | 56.5596 | 52.2352 | 48.5455 | 45.3186 | 43.6296 | 42.2917 | 41.1006 | 41.6456 | 42.361 | 41.3919 | 40.4921 | 38.9452 | 38.3684 | 38.9647 | 37.6268 | 37.6119 | 37.5376 | 37.7842 | 37.9 | 38.0816 | 38.7063
EB4 demonstration path sensitivity - Tiwai exit | Wholesale prices | 5th percentile | 104.326 | 102.978 | 44.336 | 58.106 | 62.544 | 68.584 | 76.834 | 78.366 | 71.878 | 73.938 | 65.776 | 67.528 | 67.938 | 65.964 | 65.938 | 71.056 | 70.644 | 70.452 | 66.232 | 66.09 | 71.64 | 63.57 | 67.348 | 69.94 | 75.98 | 79.652 | 84.984 | 93.165
EB4 demonstration path sensitivity - Tiwai exit | Wholesale prices | 25th percentile | 141.46 | 122.42 | 63.79 | 75.34 | 88.52 | 93.72 | 103.97 | 102.46 | 97.86 | 102.21 | 98.41 | 97.31 | 98.47 | 97.12 | 98.51 | 102.44 | 104.51 | 105 | 98.08 | 102.08 | 107.39 | 104.03 | 110.89 | 113.4 | 117.72 | 123.7 | 128.03 | 138.365
EB4 demonstration path sensitivity - Tiwai exit | Wholesale prices | median | 155.19 | 138.66 | 80.38 | 94.4 | 104.93 | 108.88 | 115.77 | 116.29 | 110.42 | 116.23 | 117.95 | 118.79 | 117.59 | 117.7 | 121.23 | 127.95 | 130 | 127.14 | 124.05 | 128.78 | 132.36 | 131.9 | 136.75 | 139.62 | 145.07 | 147.54 | 154.04 | 164.24
EB4 demonstration path sensitivity - Tiwai exit | Wholesale prices | 75th percentile | 170.02 | 156.98 | 94.54 | 104.31 | 122.47 | 128.11 | 137.28 | 137.61 | 132.13 | 140.9 | 144.71 | 144.31 | 143.46 | 144.2 | 148.3 | 154.41 | 153.9 | 155.34 | 150.37 | 154.66 | 163.17 | 160.75 | 165.55 | 170.29 | 177.48 | 181.77 | 187.41 | 197.045
EB4 demonstration path sensitivity - Tiwai exit | Wholesale prices | 95th percentile | 186.334 | 186.33 | 127.722 | 135.152 | 153.674 | 159.946 | 165.86 | 166.496 | 164.49 | 170.48 | 171.78 | 176.956 | 177.596 | 178.224 | 185.592 | 191.402 | 193.3 | 191.482 | 191.506 | 192.95 | 199.95 | 204.718 | 210.536 | 211.744 | 216.516 | 223.582 | 230.48 | 242.405

## Chart
|  |  | 2023 | 2024 | 2025 | 2026 | 2027 | 2028 | 2029 | 2030 | 2031 | 2032 | 2033 | 2034 | 2035 | 2036 | 2037 | 2038 | 2039 | 2040 | 2041 | 2042 | 2043 | 2044 | 2045 | 2046 | 2047 | 2048 | 2049 | 2050
Annual generation by scenario
The reference scenario | Generation by type (GWh) | Total | 3516.3956 | 43545.0922 | 43982.6623 | 44141.6117 | 44565.2555 | 45157.5172 | 45209.6545 | 45709.1184 | 46232.8189 | 46917.4573 | 47408.9384 | 48057.0564 | 48761.2113 | 49690.1987 | 50363.5499 | 51066.8855 | 51414.8963 | 52223.7577 | 52811.4815 | 53537.2363 | 54168.0806 | 54860.6952 | 55318.357 | 55889.196 | 56474.4132 | 57133.2245 | 57454.6262 | 57938.6554
EB4 demonstration path | Generation by type (GWh) | Total | 3506.4759 | 44150.8974 | 45063.6279 | 46361.7508 | 47779.5299 | 49042.0694 | 50706.7307 | 52090.4538 | 52568.7981 | 53549.6489 | 54257.8786 | 55117.5444 | 55961.7125 | 56977.3164 | 57639.1342 | 58431.5469 | 59211.8559 | 60088.5976 | 60294.9823 | 61001.0986 | 61748.2716 | 62647.5363 | 63251.4365 | 63991.0272 | 64706.9252 | 65663.6719 | 66255.1476 | 67019.0792
EB4 demonstration path sensitivity - low carbon price | Generation by type (GWh) | Total | 3506.4923 | 44144.548 | 45034.9599 | 46311.695 | 47721.6523 | 49070.1867 | 50716.0639 | 52089.0647 | 52555.1981 | 53557.5507 | 54308.3303 | 55224.4447 | 56045.8076 | 57043.7783 | 57672.9065 | 58452.6976 | 59222.6862 | 60130.4973 | 60371.5083 | 61106.8404 | 61796.9033 | 62708.1598 | 63298.8419 | 64075.4737 | 64802.6367 | 65744.8626 | 66333.1232 | 67086.2645
EB4 demonstration path sensitivity - high gas price | Generation by type (GWh) | Total | 3506.493 | 44149.39 | 45063.11 | 46348.35 | 47752.12 | 49055.18 | 50688.68 | 52074.53 | 52555.4 | 53517.18 | 54276.3 | 55137.89 | 55958.89 | 56966.11 | 57606.21 | 58397.32 | 59206.59 | 60056.75 | 60315.96 | 61003.41 | 61733.28 | 62597.89 | 63191.76 | 63914.72 | 64683.61 | 65619.86 | 66226.51 | 66946.88
EB4 demonstration path sensitivity - low gas price | Generation by type (GWh) | Total | 3506.9936 | 44170.054 | 45116.4407 | 46403.556 | 47778.8472 | 49064.9419 | 50676.7967 | 52043.9628 | 52549.2512 | 53556.532 | 54280.0914 | 55143.0698 | 55986.9141 | 56993.2748 | 57648.9463 | 58470.8554 | 59263.3729 | 60104.4878 | 60315.6066 | 60992.1113 | 61738.0706 | 62635.0456 | 63232.546 | 63975.0391 | 64696.7428 | 65681.7394 | 66284.6579 | 67049.7216
EB4 demonstration path sensitivity - Tiwai exit | Generation by type (GWh) | Total | 3505.0869 | 44173.4615 | 40444.0399 | 41773.5558 | 43090.476 | 44252.6703 | 45843.8347 | 47173.773 | 47569.7233 | 48524.9777 | 49259.6555 | 50126.2911 | 50951.7242 | 52003.9682 | 52699.6547 | 53553.2635 | 54404.0484 | 55336.2011 | 55583.6982 | 56297.2428 | 57015.7476 | 57860.0377 | 58441.7233 | 59193.9607 | 59976.2939 | 60876.3905 | 61486.9684 | 62244.6443
Total new renewable capacity by scenario
The reference scenario | Installed Capacity (MW) | Total | 43 | 484.4 | 805.4 | 1339.4 | 1674.4 | 1824.4 | 2171.4 | 2546.4 | 2581.4 | 2798.4 | 3026.4 | 3234.4 | 3513.7 | 3762.7 | 4006.7 | 4090.7 | 4339.7 | 4448.1 | 4663.1 | 4793.1 | 5129.1 | 5579.1 | 5745.1 | 5870.1 | 6020.1 | 6315.1 | 6445.1 | 6765.1
EB4 demonstration path | Installed Capacity (MW) | Total | 43 | 484.4 | 805.4 | 1432.4 | 2021.4 | 2724.7 | 3312.7 | 3698.7 | 3698.7 | 4224.7 | 4509.7 | 4879.7 | 5223.7 | 5614.7 | 6144.7 | 6345.2 | 6445.2 | 6645.2 | 6920.2 | 7020.2 | 7120.2 | 7370.2 | 7470.2 | 7720.2 | 7867.2 | 8104.2 | 8578.2 | 8953.2
EB4 demonstration path sensitivity - low carbon price | Installed Capacity (MW) | Total | 43 | 484.4 | 905.4 | 1532.4 | 2422.7 | 2884.7 | 3194.7 | 3480.7 | 3580.7 | 4052.7 | 4112.7 | 4359.7 | 4717.7 | 4951.7 | 5263.7 | 5472.1 | 5727.1 | 5977.1 | 6127.1 | 6327.1 | 6427.1 | 6427.1 | 6527.1 | 6774.1 | 7094.1 | 7359.6 | 7824.6 | 8254.6
EB4 demonstration path sensitivity - high gas price | Installed Capacity (MW) | Total | 43 | 484.4 | 1055.4 | 1532.4 | 2386.4 | 2909.7 | 3273.7 | 3741.7 | 3891.7 | 4201.7 | 4598.7 | 4906.7 | 5344.7 | 5658.7 | 6267.1 | 6267.1 | 6447.1 | 6747.6 | 6747.6 | 7022.6 | 7272.6 | 7447.6 | 7547.6 | 7990.6 | 8284.6 | 8384.6 | 8621.6 | 8956.6
EB4 demonstration path sensitivity - low gas price | Installed Capacity (MW) | Total | 43 | 484.4 | 805.4 | 1432.4 | 2271.4 | 2693.4 | 3094.7 | 3280.7 | 3380.7 | 4006.7 | 4451.7 | 4771.7 | 4979.7 | 5398.7 | 5648.7 | 6047.1 | 6177.1 | 6397.6 | 6547.6 | 6647.6 | 6772.6 | 6872.6 | 7269.6 | 7269.6 | 7696.6 | 7890.6 | 8466.6 | 8566.6
EB4 demonstration path sensitivity - Tiwai exit | Installed Capacity (MW) | Total | 43 | 484.4 | 484.4 | 556.4 | 841.4 | 1456.4 | 2149.4 | 2534.4 | 2935.4 | 3362.7 | 3548.7 | 3708.7 | 4008.7 | 4192.7 | 4633.7 | 4833.7 | 5012.6 | 5262.6 | 5262.6 | 5427.6 | 5742.6 | 5867.6 | 6164.6 | 6487.6 | 6747.6 | 7247.6 | 7542.6 | 7667.6
Renewable % of generation by scenario
< select cogen inclusive or exclusive >
#VALUE!
Generation emissions
< select emissions metric >
#VALUE!
TWA wholesale price for Haywards GXP (median hydro inflows)
The reference scenario | Wholesale prices | median | 151.41 | 134.23 | 130.06 | 110.85 | 102.27 | 105.72 | 103.07 | 100.94 | 103.44 | 111.53 | 112.06 | 114.32 | 114.27 | 114.63 | 117.64 | 121.34 | 119.16 | 118.15 | 119.53 | 121.05 | 124.9 | 124.26 | 125.54 | 127.34 | 128.1 | 131.37 | 134.78 | 137.33
EB4 demonstration path | Wholesale prices | median | 160.16 | 148.81 | 154.72 | 146.4 | 131.96 | 119.55 | 125.22 | 122.16 | 119.35 | 126.42 | 126.25 | 128.17 | 128.09 | 126.56 | 131.65 | 136.74 | 137.19 | 136.97 | 135 | 141.39 | 144.83 | 147.84 | 150.56 | 151.31 | 157.61 | 161.29 | 167.04 | 168.23
EB4 demonstration path sensitivity - low carbon price | Wholesale prices | median | 167.91 | 155.95 | 161.84 | 156.68 | 138.38 | 116.32 | 126.12 | 123.3 | 117.47 | 124.74 | 126.38 | 127.56 | 128.11 | 122.94 | 126.85 | 135.34 | 135.72 | 135.83 | 133 | 133.64 | 143.2 | 144.9 | 147.87 | 149.77 | 148.17 | 152.55 | 156.61 | 163.48
EB4 demonstration path sensitivity - high gas price | Wholesale prices | median | 159.8 | 149.26 | 153.36 | 149.65 | 137.34 | 118.58 | 127.4 | 125.85 | 119.76 | 128.35 | 128.96 | 129.16 | 127.48 | 124.23 | 130.83 | 138.84 | 142.84 | 141.29 | 137.62 | 141.42 | 146.77 | 149.7 | 151.98 | 157.15 | 154.35 | 160.79 | 167.21 | 171.24
EB4 demonstration path sensitivity - low gas price | Wholesale prices | median | 148.76 | 132.58 | 141.72 | 142.72 | 130.43 | 119.17 | 127.16 | 127.64 | 116.83 | 126.62 | 124.06 | 126.8 | 125.57 | 122.98 | 129.03 | 132.25 | 135.72 | 135.65 | 132.05 | 140.11 | 141.98 | 143.67 | 145.95 | 149.07 | 153.61 | 154.27 | 158.95 | 164.86
EB4 demonstration path sensitivity - Tiwai exit | Wholesale prices | median | 155.19 | 138.66 | 80.38 | 94.4 | 104.93 | 108.88 | 115.77 | 116.29 | 110.42 | 116.23 | 117.95 | 118.79 | 117.59 | 117.7 | 121.23 | 127.95 | 130 | 127.14 | 124.05 | 128.78 | 132.36 | 131.9 | 136.75 | 139.62 | 145.07 | 147.54 | 154.04 | 164.24

## Lists (hidden)
< select cogen inclusive or exclusive > | < select emissions metric >
Excluding cogen | kt
Including cogen, and assuming cogen is non-renewable | g/kWh