## Contents
Technical modelling assumptions in ENZ: Energy and transport sectors
2021-02-18
Note: These complement the assumptions published in appendices to Chapter 7 and Chapter 8 in the Evidence report.
Worksheet | Description
Macro drivers | Population, households, GDP, exchange rate, oil price, emissions values
Industry | Summary of approach and methods by industry sector
Boilers | Cost and performance factors and other assumptions for industrial boilers
Buildings | Cost and performance factors and other assumptions for building energy
Power | Cost and performance factors and other assumptions for electricity generation
Gas | Gas reserves and network costs
Road transport | Cost and performance factors and other assumptions for road transport
Non-road transport | Baseline activity and efficiency improvements
Modelled energy costs by scenario | Electricity and gas costs for different users by scenario (these are modelled endogenously). See this worksheet for notes
Current Policy Reference
Headwinds
Further Behaviour Change
Further Technology Change
Tailwinds
Our path to 2035

## Macro drivers
|  | 1990 | 1991 | 1992 | 1993 | 1994 | 1995 | 1996 | 1997 | 1998 | 1999 | 2000 | 2001 | 2002 | 2003 | 2004 | 2005 | 2006 | 2007 | 2008 | 2009 | 2010 | 2011 | 2012 | 2013 | 2014 | 2015 | 2016 | 2017 | 2018 | 2019 | 2020 | 2021 | 2022 | 2023 | 2024 | 2025 | 2026 | 2027 | 2028 | 2029 | 2030 | 2031 | 2032 | 2033 | 2034 | 2035 | 2036 | 2037 | 2038 | 2039 | 2040 | 2041 | 2042 | 2043 | 2044 | 2045 | 2046 | 2047 | 2048 | 2049 | 2050
| Population (thousand) | 3458.5 | 3495.1 | 3531.7 | 3572.2 | 3620 | 3673.4 | 3732 | 3781.3 | 3815 | 3835.1 | 3857.7 | 3880.5 | 3948.5 | 4027.2 | 4087.5 | 4133.9 | 4189.45 | 4230.45 | 4267.7 | 4311.5 | 4356.15 | 4388.65 | 4415.7 | 4455.35 | 4519 | 4601.5 | 4690.95 | 4775.6 | 4853.55 | 4941.9 | 5019.75 | 5066.8 | 5110.8 | 5164.7 | 5227.81 | 5294.705 | 5358.815 | 5420.025 | 5478.2 | 5533.14 | 5584.87 | 5633.28 | 5678.35 | 5720.22 | 5758.79 | 5794.655 | 5829.06 | 5862.49 | 5894.96 | 5926.69 | 5957.675 | 5987.94 | 6017.6 | 6046.645 | 6075.03 | 6102.78 | 6129.89 | 6156.415 | 6182.535 | 6208.14 | 6233.11
| Households (thousand) | 1246.8055 | 1260 | 1275.8 | 1291.9 | 1310.1 | 1330.8 | 1348.8 | 1365.5 | 1383.4 | 1400.1 | 1418 | 1434.2 | 1455.5 | 1482.9 | 1514.2 | 1540.1 | 1561.6 | 1581.1 | 1598.2 | 1608.6 | 1620.5 | 1630.4 | 1641.7 | 1655.1 | 1671.5 | 1689.9 | 1710.3 | 1732.8 | 1755.8 | 1759.8172 | 1787.5397 | 1804.2943 | 1819.9628 | 1839.1566 | 1861.6302 | 1885.4516 | 1908.2812 | 1930.0782 | 1950.7944 | 1970.3586 | 1988.7797 | 2006.0186 | 2022.0681 | 2036.978 | 2050.7129 | 2063.4844 | 2075.7361 | 2087.6406 | 2099.2032 | 2110.5023 | 2121.5361 | 2132.3135 | 2142.8755 | 2153.2184 | 2163.3264 | 2173.2082 | 2182.8621 | 2192.3077 | 2201.609 | 2210.727 | 2219.6189
| GDP (real 09/10 NZ$ billion) | 112.678 | 111.194 | 111.97 | 117.824 | 124.402 | 130.492 | 135.803 | 139.138 | 139.555 | 145.915 | 152.128 | 156.027 | 163.406 | 170.36 | 178.493 | 184.13 | 189.54 | 195.807 | 195.809 | 193.373 | 196.697 | 200.309 | 205.394 | 209.966 | 217.627 | 225.749 | 233.7885 | 241.494 | 248.758 | 248.3265 | 243.796 | 247.6005 | 256.9245 | 267.2655 | 276.5326 | 284.216 | 291.888 | 299.511 | 306.957 | 313.544 | 319.357 | 325.046 | 330.637 | 336.142 | 341.583 | 346.992 | 352.438 | 357.977 | 363.599 | 369.315 | 375.133 | 381.034 | 387.018 | 393.063 | 399.14 | 405.258 | 411.393 | 417.493 | 423.549 | 429.547 | 435.466
| Exchange rate (US$/NZ$) | 0.59708 | 0.57917 | 0.53815 | 0.54076 | 0.59372 | 0.6563 | 0.68767 | 0.66313 | 0.53668 | 0.52956 | 0.45737 | 0.42068 | 0.46416 | 0.58198 | 0.66398 | 0.70439 | 0.64947 | 0.73613 | 0.71458 | 0.63438 | 0.72152 | 0.79114 | 0.81061 | 0.82052 | 0.83083 | 0.70027 | 0.69696 | 0.71084 | 0.69295 | 0.65928 | 0.65 | 0.65 | 0.65 | 0.65 | 0.65 | 0.65 | 0.65 | 0.65 | 0.65 | 0.65 | 0.65 | 0.65 | 0.65 | 0.65 | 0.65 | 0.65 | 0.65 | 0.65 | 0.65 | 0.65 | 0.65 | 0.65 | 0.65 | 0.65 | 0.65 | 0.65 | 0.65 | 0.65 | 0.65 | 0.65 | 0.65
| Oil price (US$/bbl) | 36.2048 | 28.5549 | 29.3318 | 25.1718 | 24.2836 | 25.7172 | 28.9219 | 27.9031 | 18.4636 | 26.1655 | 38.7444 | 32.8767 | 33.438 | 37.0343 | 45.3081 | 64.7815 | 78.1145 | 84.9202 | 112.0262 | 72.2197 | 89.2367 | 116.4961 | 118.3773 | 113.3013 | 102.6108 | 54.1703 | 43.3379 | 54.8561 | 70.2927 | 63.1775 | 40 | 50 | 55 | 60 | 60 | 60 | 60 | 60 | 60 | 60 | 60 | 60 | 60 | 60 | 60 | 60 | 60 | 60 | 60 | 60 | 60 | 60 | 60 | 60 | 60 | 60 | 60 | 60 | 60 | 60 | 60
Emissions values: Energy (real NZ$/tCO2e)
| Current Policy Reference | 0 | 0 | 0 | 0 | 0 | 0 | 0 | 0 | 0 | 0 | 0 | 0 | 0 | 0 | 0 | 0 | 0 | 0 | 0 | 0 | 11.4165 | 8.7328 | 2.2771 | 1.3567 | 1.9667 | 4.4622 | 7.7698 | 11.9412 | 18.8177 | 24.5 | 30 | 35 | 35 | 35 | 35 | 35 | 35 | 35 | 35 | 35 | 35 | 35 | 35 | 35 | 35 | 35 | 35 | 35 | 35 | 35 | 35 | 35 | 35 | 35 | 35 | 35 | 35 | 35 | 35 | 35 | 35
| Target-aligned scenarios | 0 | 0 | 0 | 0 | 0 | 0 | 0 | 0 | 0 | 0 | 0 | 0 | 0 | 0 | 0 | 0 | 0 | 0 | 0 | 0 | 11.4165 | 8.7328 | 2.2771 | 1.3567 | 1.9667 | 4.4622 | 7.7698 | 11.9412 | 18.8177 | 24.5 | 30 | 40.8419 | 51.6838 | 62.5257 | 73.3676 | 84.2095 | 95.0514 | 105.8933 | 116.7352 | 127.577 | 138.4189 | 142.5715 | 146.8487 | 151.2541 | 155.7917 | 160.4655 | 165.2795 | 170.2378 | 175.345 | 180.6053 | 186.0235 | 191.6042 | 197.3523 | 203.2729 | 209.3711 | 215.6522 | 222.1218 | 228.7854 | 235.649 | 242.7184 | 250

## Industry
Sector | Emissions type | Modelling approach | Activity projection | Mitigation options | Current policy reference | Headwinds | Further Behaviour | Further Technology | Tailwinds | Pathway
Iron and steel production | industrial process + combustion | Fixed activity with exogenous mitigation settings. Implementation DOES NOT simulate behaviour of compaines in response to increasing carbon price, phasedown of free allocation and energy pricing effects. | 10% reduction in production in 2020 relative to 2016-2019 average. Constant production beyond this. | green-steel conversion (scenario setting) | Emissions reduce by 10% from 2020 due to assumed production reduction |  |  | Green-hydrogen steel conversion in 2040 | Green-hydrogen steel conversion in 2040
Aluminum production | industrial process + combustion | Fixed activity with exogenous mitigation settings. Implementation DOES NOT simulate behaviour of compaines in response to increasing carbon price, phasedown of free allocation and energy pricing effects. | Constant then closure | green-anode conversion (scenario setting) | Smelter undergoes staged closure from August 2024 to Aug 2027, closing one potline at a time.
Cement, lime and glass production | industrial process + combustion | Fixed activity with exogenous mitigation settings. Implementation DOES simulate behaviour of companies in response to a rising carbon price through further uptake of biofuels but DOES NOT simulate response to free allocation phasedown, or impact of gas and electricity prices. | Constant | 1. fuel switching from coal to biomass (endogenous in model based on relative price) and tire derived fuel (exogenously specified) 2. clinker reduction (cement only, exogenously specified) - this reduces emission intensity of cement produced but not total emissions | Sector output is constant. Uptake of biomass to practical limit.
Food processing | combustion | Dynamic activity and mitigation uptake. Implementation simulates behaviour of companies in response to a rising carbon price through uptake of mitigations based on relative cost. Includes regional model of process heat demand and biomass availability. | Scaled by output of dairy and meat production (agriculture module), other food processing activity is constant | 1. energy efficiency measures 2. fuel switching to biomass (cofiring or boiler replacement) 3. fuel switching to electricity (electrode boilers) 4. electrificaiton of motive power 5. drop-in biofuel for motive power | Reductions in emissions are from energy efficiency improvements (0.7% p.a). Flat carbon price drives little fuel switching. | Energy efficiency improvements of 0.9% p.a Carbon price trajectory ($250 in 2050) drives fuel switching. Regional biomass constrained to 25% of availability. Motive power electrification determined by heavy truck electric uptake (see transport scenario settings). | Energy efficiency improvements of 1.1% p.a Carbon price trajectory ($250 in 2050) drives fuel switching. Regional biomass constrained to 25% of availability. Motive power electrification determined by heavy truck electric uptake (see transport scenario settings). | Energy efficiency improvements of 1.1% p.a Carbon price trajectory ($250 in 2050) drives fuel switching. Regional biomass constrained to 50% of availability. Motive power electrification determined by heavy truck electric uptake (see transport scenario settings). Biofuels for motive power (see transport scenario assumptions). These are blended across all perol and diesel uses and make up 6% of fuel by 2035. | Energy efficiency improvements of 1.1% p.a Carbon price trajectory ($250 in 2050) drives fuel switching. Regional biomass constrained to 50% of availability. Motive power electrification determined by heavy truck electric uptake (see transport scenario settings). Biofuels for motive power (see transport scenario assumptions). These are blended across all perol and diesel uses and make up 6% of fuel by 2035. | Energy efficiency improvements of 1.3% p.a Carbon price trajectory ($250 in 2050) drives fuel switching. Regional biomass constrained to 50% of availability. Motive power electrification determined by heavy truck electric uptake (see transport scenario settings). Biofuels for motive power (see transport scenario assumptions). These are blended across all perol and diesel uses and make up 3% of fuel by 2035.
Wood, pulp and paper | combustion | Projected activity with exogenous mitigation settings. Implementation simulates behaviour of companies in response to a rising carbon price through uptake of mitigations based on relative cost. | wood processing has slow growth (30% by 2050), pulp and paper activity is constant | 1. Kinleith plant conversion to HERB (exogenously specified scenario setting) 2. fuel switching to biomass for residual process heat 3. electrification of motive power 4. drop-in biofuel for motive power | process heat emissions are constant. Motive power electrification based on transport setting | Kinleith plant converts to HERB in 2035 Further fuel switching driven by modelled carbon price. Motive power electrification determined by heavy truck electric uptake (see transport scenario settings). | Kinleith plant converts to HERB in 2035 Further fuel switching driven by modelled carbon price. Motive power electrification determined by heavy truck electric uptake (see transport scenario settings). | Kinleith plant converts to HERB in 2025 Further fuel switching driven by modelled carbon price. Motive power electrification determined by heavy truck electric uptake (see transport scenario settings). Biofuels for motive power (see transport scenario assumptions). The proportion of biofuel for liquid-fuelled motive power is assumed to be the same as the proportion of biofuel for diesel for road transport, and make up 6% of fuel by 2035. | Kinleith plant converts to HERB in 2025 Further fuel switching driven by modelled carbon price. Motive power electrification determined by heavy truck electric uptake (see transport scenario settings). Biofuels for motive power (see transport scenario assumptions). The proportion of biofuel for liquid-fuelled motive power is assumed to be the same as the proportion of biofuel for diesel for road transport, and make up 6% of fuel by 2035. | Kinleith plant converts to HERB in 2030 Further fuel switching driven by modelled carbon price. Motive power electrification determined by heavy truck electric uptake (see transport scenario settings). Biofuels for motive power (see transport scenario assumptions). The proportion of biofuel for liquid-fuelled motive power is assumed to be the same as the proportion of biofuel for diesel for road transport, and make up 3% of fuel by 2035.
Petrochemical production | industrial process + combustion | Fixed activity with exogenous mitigation settings. Implementation DOES NOT simulate behaviour of compaines in response to increasing carbon price, phasedown of free allocation and energy pricing effects. | constant, then closure | None | Methanex staged closure from 2026 to 2029, other petrochemical producers continue to operate | Methanex staged closure from 2026 to 2029, other petrochemical producers continue to operate | Methanex staged closure from 2026 to 2029, other petrochemical producers continue to operate | Methanex staged closure from 2026 to 2029, other petrochemical producers continue to operate | Methanex staged closure from 2026 to 2029, other petrochemical producers continue to operate | Methanex staged closure from 2027 to 2029, other petrochemical producers continue to operate
Coal, oil and natural gas production | fugitive + combustion | Dynamic activity without mitigation technologies. Emissions are proportional to total natural gas production | dynamic - based on natural gas production | none directly modelled
Oil refining | combustion + industrial process | Dynamic activity without mitigation technologies. Implementation DOES NOT simulate behaviour of compaines in response to increasing carbon price, phasedown of free allocation and energy pricing effects. | 18% reduction in production in 2020 relative to 2016-2019 average. This sets future processing capacity but activity is dynamic based on demand for refined fuel across sectors | none
Mining and construction | combustion | Projected activity with dynamic mitigations. Implementation links to electric vehicle uptake in transportation | Construction sector growth at 3% p.a, mining activity is constant | 1. electrification of motive power 2. biofuels for motive power | Motive power electrification determined by heavy truck electric uptake (see transport scenario settings). | Motive power electrification determined by heavy truck electric uptake (see transport scenario settings). | Motive power electrification determined by heavy truck electric uptake (see transport scenario settings). | Motive power electrification determined by heavy truck electric uptake (see transport scenario settings). Biofuels for motive power (see transport scenario assumptions). The proportion of biofuel for liquid-fuelled motive power is assumed to be the same as the proportion of biofuel for diesel for road transport, and make up 6% of fuel by 2035. | Motive power electrification determined by heavy truck electric uptake (see transport scenario settings). Biofuels for motive power (see transport scenario assumptions). The proportion of biofuel for liquid-fuelled motive power is assumed to be the same as the proportion of biofuel for diesel for road transport, and make up 6% of fuel by 2035. | Motive power electrification determined by heavy truck electric uptake (see transport scenario settings). Biofuels for motive power (see transport scenario assumptions). The proportion of biofuel for liquid-fuelled motive power is assumed to be the same as the proportion of biofuel for diesel for road transport, and make up 3% of fuel by 2035.
Other manufacturing | combustion | Projected activity with dynamic mitigations. Implementation links to electric vehicle uptake in transportation and pocess heat fuel switching based on food processing module | Growth linked to GDP growth assumption | 1. electrification of heavy vehicles 2. biofuels for motive power 3. energy efficiency 4. process heat electrification 5. process heat conversion to biomass | Motive power electrification determined by heavy truck electric uptake (see transport scenario settings). | Motive power electrification determined by heavy truck electric uptake (see transport scenario settings). | Motive power electrification determined by heavy truck electric uptake (see transport scenario settings). | Motive power electrification determined by heavy truck electric uptake (see transport scenario settings). Biofuels for motive power (see transport scenario assumptions). The proportion of biofuel for liquid-fuelled motive power is assumed to be the same as the proportion of biofuel for diesel for road transport, and make up 6% of fuel by 2035. | Motive power electrification determined by heavy truck electric uptake (see transport scenario settings). Biofuels for motive power (see transport scenario assumptions). The proportion of biofuel for liquid-fuelled motive power is assumed to be the same as the proportion of biofuel for diesel for road transport and make up 6% of fuel by 2035. | Motive power electrification determined by heavy truck electric uptake (see transport scenario settings). Biofuels for motive power (see transport scenario assumptions). The proportion of biofuel for liquid-fuelled motive power is assumed to be the same as the proportion of biofuel for diesel for road transport and make up 3% of fuel by 2035.
Agriculture, forestry and fishing | combustion | Projected activity with dynamic mitigations. Energy use for all fuels broken down into end use. | Growth linked to GDP growth assumption | 1. energy efficiency improvements (new builds and old builds), 2. fuel swithing for space, water and process heating (electrification and biomass). Driven by carbon price 3. biofuels for motive power 4. electrification of motive power | Motive power electrification determined by heavy truck electric uptake (see transport scenario settings). | Motive power electrification determined by heavy truck electric uptake (see transport scenario settings). | Motive power electrification determined by heavy truck electric uptake (see transport scenario settings). | Motive power electrification determined by heavy truck electric uptake (see transport scenario settings). Biofuels for motive power (see transport scenario assumptions). The proportion of biofuel for liquid-fuelled motive power is assumed to be the same as the proportion of biofuel for diesel for road transport, and make up 6% of fuel by 2035. | Motive power electrification determined by heavy truck electric uptake (see transport scenario settings). Biofuels for motive power (see transport scenario assumptions). The proportion of biofuel for liquid-fuelled motive power is assumed to be the same as the proportion of biofuel for diesel for road transport, and make up 6% of fuel by 2035. | Motive power electrification determined by heavy truck electric uptake (see transport scenario settings). Biofuels for motive power (see transport scenario assumptions). The proportion of biofuel for liquid-fuelled motive power is assumed to be the same as the proportion of biofuel for diesel for road transport, and make up 3% of fuel by 2035.

## Boilers
Energy costs and supply
Used to determine boiler fuel switching for food processing
Fuel |  | delivered energy cost | unit | notes/evidence | total supply | unit | notes/evidence
Biomass | forestry residue | 10 | $/GJ | based on industry engagement and 'Residual biomass fuel projections for New Zealand - Indicative availability by region and source', Peter Hall Scion | 14.3-20.7 | PJ | Residue suppy is an additional 5% of total harvested volume. Harvest varies in time - Refer forestry yield and harvesting assumptions. Assumes net calorific value of 8.0 MJ/kg. Portion available for food processing is 25-50% of regional supply (varied between scenarios)
Biomass | chipped pulp logs | 12.8 | $/GJ | based on assumed $87 pulp log price (including chipping) | 27.9-51.9 | PJ | Pulp supply is 23% of total harvested volume. Harvest varies in time - Refer forestry yield and harvesting assumptions. Assumes net calorific value of 8.0 MJ/kg. Portion available for food processing is 25-50% of regional supply (varied between scenarios)
Biomass | pellets | Not modelled
Fossil fuels | coal/lignite | 3.0-7.5 | $/GJ | Varies regionally. Based on 'Coal Prices in New Zealand Markets' Covec 2009 and tested with industry | no restriction
Fossil fuels | diesel | 19.6 | $/GJ | based on $60/bbl oil price assumption | no restriction
Fossil fuels | gas | 6.8-9.6 | $/GJ | modelled endogenously. Refer 'gas' sheet for production assumptions and 'energy costs' sheets for modelled prices | North Island, supply is endogenous within model
Electricity | wholesale | 60.0-70.0 | $/MWh | modelled endogenously. Refer to 'power' sheet for modelling assumptions and 'energy costs' sheets for modelled prices. | no restricition
Electricity | transmission | 30 | $/MWh | variable charge assumed to cover network expansion/reinforcment and ongoing cost
Industrial boilers
|  | Efficiency | Capex ($/kW) | Opex (% of capex) | Opex ($/GJ)
Existing | Coal | 70% |  |  | 2
| Gas | 80% |  |  | 0.5
| Diesel | 84% |  |  | 0.5
New | Biomass | 80% | 1100 | 2%
| Electrode | 98% | 250 | 2%
new industrial boilers are costed based on 12 years with 8% discount rate. Assumed to operate at 65% capacity factor. Figures are tested with industry
Conversion constraints
Cofiring biomass subsitution limit | 30%
Cofiring | 7 | years to transition entire region
New boilers | 10 | years to replace entire region
Modelled switching options
Coal | Biomass, electricity
Gas | Biomass, electricity
Diesel | Electricity

## Buildings
Modelling approach - energy use disagregated by fuel and end use using EECA's energy end use database. A basic building stock model then determines natural replacement cycles when fuel switching can occur - this can be overwritten and user base forced from gas heating systems. Energy efficiency improvements are applied through building stock model.
Number of buildings |  | 2020 | 2035 | 2050
| Commercial and public | 184381.1938 | 214017.7607 | 230857.167
| Residential | 1797159.6317 | 2074589.3811 | 2231564.0564
Demand for useful heat relative to 2020 (averaged across building stock)
|  | 2020 | 2035 | 2050
Commercial and public buildings
| Current policy reference | 100% | 88% | 79%
| Headwinds | 100% | 79% | 67%
| Further behaviour | 100% | 79% | 67%
| Further technology | 100% | 71% | 57%
| Tailwinds | 100% | 71% | 57%
| Path | 100% | 71% | 57%
Residential buildings
| Current policy reference | 100% | 95% | 91%
| Headwinds | 100% | 93% | 87%
| Further behaviour | 100% | 93% | 87%
| Further technology | 100% | 88% | 79%
| Tailwinds | 100% | 88% | 79%
| Path | 100% | 88% | 79%
*energy efficiency improvements in water heating systems are assumed to be 50% of those in space heating
Gas phase out profiles | * these phaseout profiles overide a consumer choice fuel switching functionality which adjusts the market share of fossil heating systems
All commercial, public and residential buildings |  | fuel eliminated by date | number of years to transition
| Current policy reference | 2070 | 20
| Headwinds | 2060 | 20
| Further behaviour | 2050 | 20
| Further technology | 2060 | 20
| Tailwinds | 2050 | 20
| Path | 2050 | 20
New commercial and public buildings
| Current policy reference | 2070 | 20
| Headwinds | 2040 | 3
| Further behaviour | 2025 | 3
| Further technology | 2040 | 3
| Tailwinds | 2025 | 3
| Path | 2025 | 3
New residential buildings
| Current policy reference | 2050 | 3
| Headwinds | 2035 | 3
| Further behaviour | 2025 | 3
| Further technology | 2035 | 3
| Tailwinds | 2025 | 3
| Path | 2025 | 3
Heating appliance capital recovery costs ($/kWh use) |  | * these figures are used in the consumer choice fuel switching functionality
| space heating |  | water heating
| Heat pump | Gas | Electric cylinder | Gas
Commerical and public | 0.08 | 0.07 | 0.03 | 0.04
Residential | 0.17 | 0.14 | 0.07 | 0.09
Achieved coefficient of performance/efficiency for heating technologies (sets delivered energy)
Space heating
| Gas/LPG heating | Coal | Biomass | Electric | Heatpump
Residential | 85% | 65% | 45% | 100% | 1 | *although heatpumps offer coefficient performances of around 3, it is assumed energy savings are taken back through increased operation for heating and cooling.
Commercial and public | 85% | 65% | 45% | 100% | 2
Water heating
| Gas/LPG heating | Coal | Biomass | Cylinder | Heatpump
Residential | 85% | 65% | 45% | 0.8 | 1.6 | * Cylinder and heatpump electric water heating efficiencies include effect of 20% lost useful energy due to standing losses.
Commercial and public | 85% | 65% | 45% | 0.8 | 1.6
Energy costs
gas | modelled endogenously. Refer 'gas' sheet for production assumptions and 'Modelled energy costs' sheets for modelled prices
electricity | modelled endogenously. Refer to 'power' sheet for modelling assumptions and 'Modelled energy costs' sheets for modelled prices.

## Power
Generation stack
Committed generation which will go ahead (exogenous deployment in model) |  |  |  |  | Build schedule
Scheme | Type | Capacity Factor | Installed capacity (MW) | Annual generation (TWh) | 2020 | 2021 | 2022 | 2023 | 2024 | 2025
Waipipi | Wind | 42.5% | 133.3 | 0.49628 | Build schedule 2021: 90%; Build schedule 2022: 10%
Turitea - stage 1 | Wind | 45.09% | 119 | 0.47 | Build schedule 2020: 10%; Build schedule 2021: 90%; Build schedule 2022: 0%
Turitea - stage 2 | Wind | 41.01% | 103 | 0.37 | Build schedule 2021: 20%; Build schedule 2022: 80%
Hawkes Bay (Harapaki) | Wind | 42.5% | 202.5 | 0.75391 | Build schedule 2022: 30%; Build schedule 2023: 50%; Build schedule 2024: 20%
Mt Cass | Wind | 42.5% | 93.5 | 0.3481 | Build schedule 2021: 80%; Build schedule 2022: 20%
Ngawha | Geo | 92.5% | 25 | 0.20258 | Build schedule 2021: 100%
Wairaki re-configuration | Geo | 92.5% | 90 | 0.72927 | Build schedule 2024: 50%; Build schedule 2025: 50%
Tauhara | Geo | 92.5% | 250 | 2.0257 | Build schedule 2023: 50%; Build schedule 2024: 50%
LCOE, excluding carbon costs & peaking factors |  |  |  |  | Build schedule 2023: Annual rate of cost reduction
| Capacity factor | Potential (TWh) | Captial ($/kW) | FOM ($/kW/yr) | VOM ($/MWh) | Capital recovery factor | Price increase per TWh* ($/MWh per TWh) | Headwinds & Further Behaviour scenarios | Tailwinds, Further technology & Central pathway scenarios | * Price increase per TWh is simulating moving up the cost-supply curve of 'best' to 'worst' projects
Geothermal | 92.5% | 5 | 4700 | 50 | 18 | 8% | 4.2344 | 0.06667% | 0.1%
Wind - Onshore | 42% | 40 | 2100 | 24 | 10 | 8.066% | 0.6256 | 0.5333% | 0.8%
Utility solar | 23% | 50 | 1800 | 25 | 3 | 8.334% | 0.35938 | 2% | 3%
Hydro | 55% | 3 |  |  | 0 |  | 10 | 0.06667% | 0.1%
Wind - OffShore | 44% | 40 | 5200 | 140 | 0 | 8.066% | 0.72569 | 2.333% | 3.5%
Renewable resource based on 2020 MBIE generation stack updates. Future cost reductions aggregate of numerous global outlooks
Rooftop solar
Uptake | 10% of household by 2040
Size | 3.5kW panels
Thermal plants
| Capital recovery ($/kW/yr) | FOM ($/kW/yr) | VOM ($/MWh) | Heat rate (GJ/GWh) | Gas Tx charge ($/GJ) | Rate of change in FOM | Fuel flex factor* | Capacity (MW) | * Fuel flex factor is a function which indicates the rate at which the cost of the delivered fuel increases for lower capacity factor operations
e3p | 0 | 35 | 4.5 | 7100 | 1 | 1% | 100% | 400
TCC | 0 | 37.9 | 4.95 | 7400 | 0.2 | 1% | 100% | 380
Rankines | 0 | 81 | 6.5 | 10500 | 0 | 1.5% | 30% | 500
OCGT | 100 | 22 | 10 | 9600 | Build schedule 2020: 0.2; Build schedule 2021: -0.2%; Build schedule 2022: 100%
Based on 2011 NZ Generation Data Update, Pasons Brinckerhoff for Ministry of Economic Development
Gas cogen
CHP conversion to renew generation and electric heating | 200-300 $/TCO2 | base year figures are adjusted dynamically based on changing electricity and gas prices
Geothermal
Average emission intensity | 0.076 | TCO2/MWh | Reference is Future Geothermal Generation Stack, Lawless Geo-Consulting (march 2020)
High emitting fields
Emission intensity | 0.3 | TCO2/MWh
Closure price | 100 | $/TCO2 | Based on wholesale price of $70/MWh
Other fields
Carbon capture applied in Technology, Tailwinds scenarios
Capture rate | 35%
Adoption price | 100-150 | $/TCO2
New field emission intensity | 0.05 | TCO2/MWh
Network costs
Varying approach: - for boilers a fixed charge of $30/MWh is assumed - for buildings the network cost is endogenous based on an infrastructure cost allocation module - transport network costs are derived from assumptions around proportion of peak time charging Refer to the 'Modelled energy prices' sheets which shows the modelled electricity costs
Retail pricing
A move towards cost reflective pricing is assumed by 2030. Refer to the 'Modelled energy prices' sheets which shows the modelled electricity costs.

## Gas
Remaining reserves and resources at 2019 (PJ)
Maui | 225
Pohokura | 551
Kupe | 301.5
Kapuni | 233.75
Mangahewa / McKee | 1122
Turangi / Kowhai | 433
Other onshore | 236
Kapuni deep | 330.75
New onshore | 700
New offshore | 0
Based on MBIE Petroleum Reserves 2019 dataset
LNG import price ($/GJ) | 12 | Sets ceiling wholesale price for domestic production
Network costs
Regional network price (industrial users)
| Northland | 1.5
| Central North Island | 1
| East Coast | 1.75
| Hawke's Bay | 1.25
| Southern North Island | 0.25
Agriculture | Calculated endogenously in model ($260 million of fixed TX and DX network costs are distributed amongst user base)
Commercial
Residential
Refer to the 'Modelled energy costs' sheets for the modelled gas prices

## Road transport
Lithium ion battery pack price (real 2018 US$/kWh) |  |  | 2018 | 2019 | 2020 | 2021 | 2022 | 2023 | 2024 | 2025 | 2026 | 2027 | 2028 | 2029 | 2030 | 2031 | 2032 | 2033 | 2034 | 2035 | 2036 | 2037 | 2038 | 2039 | 2040 | 2041 | 2042 | 2043 | 2044 | 2045 | 2046 | 2047 | 2048 | 2049 | 2050
| Current Policy Reference/Headwinds |  | 176 | 149.3422 | 130.6208 | 117.6562 | 106.6107 | 97.1751 | 89.0968 | 82.1688 | 76.2212 | 71.1137 | 66.7305 | 62.9762 | 59.7715 | 56.9688 | 54.5074 | 52.3372 | 50.4172 | 48.7128 | 47.1955 | 45.8408 | 44.6284 | 43.5408 | 42.563 | 41.6822 | 40.8875 | 40.1691 | 39.5187 | 38.9292 | 38.3941 | 37.9077 | 37.4653 | 37.0623 | 36.695
| Tailwinds |  | 176 | 138.6791 | 114.3406 | 98.4524 | 85.5126 | 74.917 | 66.1978 | 58.9915 | 53.0135 | 48.0401 | 43.8948 | 40.4374 | 37.5565 | 35.0911 | 32.9684 | 31.1308 | 29.5319 | 28.1343 | 26.9073 | 25.8261 | 24.8698 | 24.0213 | 23.2661 | 22.592 | 21.989 | 21.4481 | 20.9619 | 20.5241 | 20.1292 | 19.7722 | 19.4491 | 19.1563 | 18.8905
Average battery range of NZ New EV (km) |  |  | 2018 | 2019 | 2020 | 2021 | 2022 | 2023 | 2024 | 2025 | 2026 | 2027 | 2028 | 2029 | 2030 | 2031 | 2032 | 2033 | 2034 | 2035 | 2036 | 2037 | 2038 | 2039 | 2040 | 2041 | 2042 | 2043 | 2044 | 2045 | 2046 | 2047 | 2048 | 2049 | 2050
| LPV |  | 293.1818 | 300 | 306.8182 | 313.6364 | 320.4545 | 327.2727 | 334.0909 | 340.9091 | 347.7273 | 354.5455 | 361.3636 | 368.1818 | 375 | 375 | 375 | 375 | 375 | 375 | 375 | 375 | 375 | 375 | 375 | 375 | 375 | 375 | 375 | 375 | 375 | 375 | 375 | 375 | 375
| LCV |  | 332.2727 | 340 | 347.7273 | 355.4545 | 363.1818 | 370.9091 | 378.6364 | 386.3636 | 394.0909 | 401.8182 | 409.5455 | 417.2727 | 425 | 425 | 425 | 425 | 425 | 425 | 425 | 425 | 425 | 425 | 425 | 425 | 425 | 425 | 425 | 425 | 425 | 425 | 425 | 425 | 425
| MC |  | 117.2727 | 120 | 122.7273 | 125.4545 | 128.1818 | 130.9091 | 133.6364 | 136.3636 | 139.0909 | 141.8182 | 144.5455 | 147.2727 | 150 | 150 | 150 | 150 | 150 | 150 | 150 | 150 | 150 | 150 | 150 | 150 | 150 | 150 | 150 | 150 | 150 | 150 | 150 | 150 | 150
| Truck_M |  | 390.9091 | 400 | 409.0909 | 418.1818 | 427.2727 | 436.3636 | 445.4545 | 454.5455 | 463.6364 | 472.7273 | 481.8182 | 490.9091 | 500 | 500 | 500 | 500 | 500 | 500 | 500 | 500 | 500 | 500 | 500 | 500 | 500 | 500 | 500 | 500 | 500 | 500 | 500 | 500 | 500
| Truck_H |  | 625.4545 | 640 | 654.5455 | 669.0909 | 683.6364 | 698.1818 | 712.7273 | 727.2727 | 741.8182 | 756.3636 | 770.9091 | 785.4545 | 800 | 800 | 800 | 800 | 800 | 800 | 800 | 800 | 800 | 800 | 800 | 800 | 800 | 800 | 800 | 800 | 800 | 800 | 800 | 800 | 800
| Bus |  | 273.6364 | 280 | 286.3636 | 292.7273 | 299.0909 | 305.4545 | 311.8182 | 318.1818 | 324.5455 | 330.9091 | 337.2727 | 343.6364 | 350 | 350 | 350 | 350 | 350 | 350 | 350 | 350 | 350 | 350 | 350 | 350 | 350 | 350 | 350 | 350 | 350 | 350 | 350 | 350 | 350
Capital cost of vehicles, including cost penalties (2019$, excl. GST) |  |  | 2018 | 2019 | 2020 | 2021 | 2022 | 2023 | 2024 | 2025 | 2026 | 2027 | 2028 | 2029 | 2030 | 2031 | 2032 | 2033 | 2034 | 2035 | 2036 | 2037 | 2038 | 2039 | 2040 | 2041 | 2042 | 2043 | 2044 | 2045 | 2046 | 2047 | 2048 | 2049 | 2050
Current Policy Reference
| Light passenger: New | Petrol | 36096.2594 | 36096.2594 | 36096.2594 | 36096.2594 | 36096.2594 | 36096.2594 | 36096.2594 | 36096.2594 | 36096.2594 | 36096.2594 | 36096.2594 | 36096.2594 | 36096.2594 | 36096.2594 | 36096.2594 | 36096.2594 | 36096.2594 | 36096.2594 | 36096.2594 | 36096.2594 | 36096.2594 | 36096.2594 | 36118.6404 | 36248.2356 | 36469.0438 | 36714.4679 | 36970.5378 | 37233.3459 | 37501.3112 | 37773.5465 | 38049.5528 | 38328.9896 | 38611.6045
|  | Diesel | 36096.2594 | 36096.2594 | 36096.2594 | 36096.2594 | 36096.2594 | 36096.2594 | 36096.2594 | 36096.2594 | 36096.2594 | 36096.2594 | 36096.2594 | 36096.2594 | 36096.2594 | 36096.2594 | 36096.2594 | 36096.2594 | 36096.2594 | 36096.2594 | 36096.2594 | 36096.2594 | 36096.2594 | 36096.2594 | 36118.6404 | 36248.2356 | 36469.0438 | 36714.4679 | 36970.5378 | 37233.3459 | 37501.3112 | 37773.5465 | 38049.5528 | 38328.9896 | 38611.6045
|  | BEV | 55765.3079 | 53483.7748 | 51429.3047 | 49723.9468 | 48195.889 | 46819.7162 | 45574.4037 | 44442.5227 | 43409.6031 | 42463.6209 | 41594.585 | 40794.2051 | 40055.624 | 39257.8953 | 38512.1583 | 37811.9159 | 37151.8901 | 36527.8085 | 35936.2568 | 35374.6015 | 34841.0169 | 34334.7875 | 33858.5655 | 33413.2281 | 32980.7355 | 32559.8831 | 32149.6236 | 31749.0427 | 31357.3396 | 30973.8102 | 30597.8337 | 30228.8609 | 29866.4043
|  | PHEV | 45930.7836 | 44790.0171 | 43762.7821 | 42910.1031 | 42146.0742 | 41457.9878 | 40835.3316 | 40269.391 | 39752.9313 | 39279.9401 | 38845.4222 | 38445.2323 | 38075.9417 | 37677.0774 | 37304.2089 | 36954.0877 | 36624.0748 | 36312.0339 | 36016.2581 | 35735.4305 | 35468.6382 | 35215.5235 | 34988.6029 | 34830.7318 | 34724.8896 | 34637.1755 | 34560.0807 | 34491.1943 | 34429.3254 | 34373.6783 | 34323.6933 | 34278.9252 | 34239.0044
| Light passenger: Used | Petrol | 10277.7633 | 10062.1104 | 10018.2333 | 9800.4668 | 9674.2639 | 9653.5409 | 9708.7004 | 9772.0572 | 9793.7093 | 9788.1198 | 9788.1198 | 9788.1198 | 9788.1198 | 9788.1198 | 9788.1198 | 9788.1198 | 9788.1198 | 9788.1198 | 9788.1198 | 9788.1198 | 9788.1198 | 9788.1198 | 9788.1198 | 9788.1198 | 9788.1198 | 9788.1198 | 9788.1198 | 9788.1198 | 9789.6371 | 9799.9398 | 9825.2115 | 9867.121 | 9924.8726
|  | Diesel | 10277.7633 | 10062.1104 | 10018.2333 | 9800.4668 | 9674.2639 | 9653.5409 | 9708.7004 | 9772.0572 | 9793.7093 | 9788.1198 | 9788.1198 | 9788.1198 | 9788.1198 | 9788.1198 | 9788.1198 | 9788.1198 | 9788.1198 | 9788.1198 | 9788.1198 | 9788.1198 | 9788.1198 | 9788.1198 | 9788.1198 | 9788.1198 | 9788.1198 | 9788.1198 | 9788.1198 | 9788.1198 | 9789.6371 | 9799.9398 | 9825.2115 | 9867.121 | 9924.8726
|  | BEV | 28681.1577 | 23183.8333 | 20200.6902 | 19434.0637 | 18336.151 | 16265.3597 | 14709.8366 | 13195.284 | 12604.7397 | 12280.2911 | 11991.4379 | 11769.4347 | 11576.6495 | 11408.6937 | 11261.8951 | 11133.1764 | 11019.9575 | 10920.0751 | 10831.7178 | 10753.3727 | 10683.7826 | 10590.8038 | 10504.1291 | 10422.3408 | 10344.2593 | 10268.9001 | 10195.4432 | 10123.218 | 10051.7126 | 9980.6585 | 9910.6804 | 9841.7736 | 9768.1321
|  | PHEV | 17881.2618 | 15442.9718 | 13945.8501 | 13510.8148 | 12900.8789 | 11916.3863 | 11269.5081 | 10621.4274 | 10381.8233 | 10284.1367 | 10203.8845 | 10156.6285 | 10123.4844 | 10102.1861 | 10090.8225 | 10087.7764 | 10091.6751 | 10101.35 | 10115.8036 | 10134.1823 | 10155.7545 | 10164.3384 | 10174.6629 | 10185.8921 | 10197.2988 | 10208.2403 | 10218.1403 | 10226.4771 | 10232.7828 | 10236.6765 | 10241.4517 | 10259.2954 | 10284.7102
| Light commercial: New | Petrol | 50006.8178 | 50006.8178 | 50006.8178 | 50006.8178 | 50006.8178 | 50006.8178 | 50006.8178 | 50006.8178 | 50006.8178 | 50006.8178 | 50006.8178 | 50006.8178 | 50006.8178 | 50006.8178 | 50006.8178 | 50006.8178 | 50006.8178 | 50006.8178 | 50006.8178 | 50006.8178 | 50006.8178 | 50006.8178 | 50027.907 | 50196.0001 | 50517.3662 | 50870.0677 | 51233.7516 | 51604.2243 | 51980.1758 | 52360.9207 | 52746.0758 | 53135.3766 | 53528.6236
|  | Diesel | 50006.8178 | 50006.8178 | 50006.8178 | 50006.8178 | 50006.8178 | 50006.8178 | 50006.8178 | 50006.8178 | 50006.8178 | 50006.8178 | 50006.8178 | 50006.8178 | 50006.8178 | 50006.8178 | 50006.8178 | 50006.8178 | 50006.8178 | 50006.8178 | 50006.8178 | 50006.8178 | 50006.8178 | 50006.8178 | 50027.907 | 50196.0001 | 50517.3662 | 50870.0677 | 51233.7516 | 51604.2243 | 51980.1758 | 52360.9207 | 52746.0758 | 53135.3766 | 53528.6236
|  | BEV | 86228.1336 | 82255.6024 | 78632.6389 | 75602.6178 | 72881.2508 | 70425.0901 | 68198.2706 | 66171.1332 | 64319.1228 | 62621.9051 | 61062.6571 | 59627.5008 | 58305.0498 | 56879.7421 | 55554.1236 | 54317.455 | 53161.245 | 52078.9252 | 51065.6788 | 50118.4639 | 49236.4088 | 48422.3083 | 47692.339 | 47054.4621 | 46436.1446 | 45835.5153 | 45250.9475 | 44681.0214 | 44124.494 | 43580.2726 | 43047.3941 | 42525.0068 | 42012.355
|  | PHEV | 68117.4757 | 66131.2101 | 64319.7283 | 62804.7178 | 61444.0343 | 60215.954 | 59102.5442 | 58088.9755 | 57162.9703 | 56314.3614 | 55534.7375 | 54817.1593 | 54155.9338 | 53443.28 | 52780.4707 | 52162.1364 | 51584.0314 | 51042.8715 | 50536.2483 | 50062.6408 | 49621.6133 | 49214.5631 | 48860.123 | 48625.2311 | 48476.7554 | 48352.7915 | 48242.3495 | 48142.6229 | 48052.3349 | 47970.5967 | 47896.7349 | 47830.1917 | 47770.4893
| Motorcycle: New | Petrol | 18519.6075 | 18519.6075 | 18519.6075 | 18519.6075 | 18519.6075 | 18519.6075 | 18519.6075 | 18519.6075 | 18519.6075 | 18519.6075 | 18519.6075 | 18519.6075 | 18519.6075 | 18519.6075 | 18519.6075 | 18519.6075 | 18519.6075 | 18519.6075 | 18519.6075 | 18519.6075 | 18519.6075 | 18519.6075 | 18519.6075 | 18519.6075 | 18534.9669 | 18605.9328 | 18732.2637 | 18867.315 | 19005.0603 | 19144.5891 | 19285.6974 | 19428.2823 | 19572.2718
|  | Diesel | 18519.6075 | 18519.6075 | 18519.6075 | 18519.6075 | 18519.6075 | 18519.6075 | 18519.6075 | 18519.6075 | 18519.6075 | 18519.6075 | 18519.6075 | 18519.6075 | 18519.6075 | 18519.6075 | 18519.6075 | 18519.6075 | 18519.6075 | 18519.6075 | 18519.6075 | 18519.6075 | 18519.6075 | 18519.6075 | 18519.6075 | 18519.6075 | 18534.9669 | 18605.9328 | 18732.2637 | 18867.315 | 19005.0603 | 19144.5891 | 19285.6974 | 19428.2823 | 19572.2718
|  | BEV | 28344.2279 | 26889.9357 | 25557.4452 | 24390.2087 | 23337.8654 | 22388.1394 | 21530.7866 | 20757.2172 | 20060.1986 | 19433.621 | 18872.312 | 18371.8898 | 17928.6458 | 17504.8988 | 17119.3156 | 16769.7348 | 16454.3273 | 16171.529 | 15919.9885 | 15698.5266 | 15506.104 | 15341.7963 | 15204.774 | 15084.1107 | 14969.185 | 14859.713 | 14755.4432 | 14656.151 | 14561.6348 | 14471.7132 | 14386.2216 | 14305.0101 | 14227.9415
|  | PHEV | 23431.9177 | 22704.7716 | 22038.5263 | 21454.9081 | 20928.7364 | 20453.8734 | 20025.1971 | 19638.4124 | 19289.903 | 18976.6142 | 18695.9598 | 18445.7486 | 18224.1267 | 18012.2532 | 17819.4616 | 17644.6712 | 17486.9674 | 17345.5683 | 17219.798 | 17109.0671 | 17012.8558 | 16930.7019 | 16862.1908 | 16801.8591 | 16752.0759 | 16732.8229 | 16743.8535 | 16761.733 | 16783.3476 | 16808.1512 | 16835.9595 | 16866.6462 | 16900.1067
| Med truck: New | Petrol | 144330.2018 | 144330.2018 | 144330.2018 | 144330.2018 | 144330.2018 | 144330.2018 | 144330.2018 | 144330.2018 | 144330.2018 | 144330.2018 | 144330.2018 | 144330.2018 | 144330.2018 | 144330.2018 | 144330.2018 | 144330.2018 | 144330.2018 | 144330.2018 | 144330.2018 | 144330.2018 | 144330.2018 | 144330.2018 | 144330.2018 | 144330.2018 | 144330.2018 | 144330.2018 | 144330.2018 | 144330.2018 | 144616.2848 | 145361.7042 | 146377.6354 | 147435.0896 | 148506.9842
|  | Diesel | 144330.2018 | 144330.2018 | 144330.2018 | 144330.2018 | 144330.2018 | 144330.2018 | 144330.2018 | 144330.2018 | 144330.2018 | 144330.2018 | 144330.2018 | 144330.2018 | 144330.2018 | 144330.2018 | 144330.2018 | 144330.2018 | 144330.2018 | 144330.2018 | 144330.2018 | 144330.2018 | 144330.2018 | 144330.2018 | 144330.2018 | 144330.2018 | 144330.2018 | 144330.2018 | 144330.2018 | 144330.2018 | 144616.2848 | 145361.7042 | 146377.6354 | 147435.0896 | 148506.9842
|  | BEV | 648934.8777 | 587748.4153 | 534234.0041 | 489185.507 | 449552.1377 | 414525.2181 | 383445.9355 | 355775.1287 | 331069.6959 | 308964.1138 | 289020.4382 | 270886.3433 | 254397.6229 | 238410.0554 | 223902.1898 | 210747.3356 | 198841.0479 | 188096.4905 | 178440.8665 | 169812.65 | 162159.4229 | 155436.1723 | 149603.9422 | 144628.7582 | 140480.7644 | 137133.5281 | 134563.4748 | 132749.4276 | 131382.6288 | 130163.4483 | 129086.4188 | 128146.6102 | 127339.5547
|  | PHEV | 396632.5397 | 366039.3086 | 339282.1029 | 316757.8544 | 296941.1698 | 279427.7099 | 263888.0686 | 250052.6653 | 237699.9488 | 226647.1578 | 216675.32 | 207608.2725 | 199363.9123 | 191370.1286 | 184116.1958 | 177538.7687 | 171585.6249 | 166213.3462 | 161385.5342 | 157071.4259 | 153244.8123 | 149883.187 | 146967.072 | 144479.48 | 142405.4831 | 140731.865 | 139446.8383 | 138539.8147 | 137999.4568 | 137762.5762 | 137732.0271 | 137790.8499 | 137923.2694
| Heavy truck: New | Petrol | 324073.5964 | 324073.5964 | 324073.5964 | 324073.5964 | 324073.5964 | 324073.5964 | 324073.5964 | 324073.5964 | 324073.5964 | 324073.5964 | 324073.5964 | 324073.5964 | 324073.5964 | 324073.5964 | 324073.5964 | 324073.5964 | 324073.5964 | 324073.5964 | 324073.5964 | 324073.5964 | 324073.5964 | 324073.5964 | 324073.5964 | 324073.5964 | 324073.5964 | 324073.5964 | 324073.5964 | 324073.5964 | 324073.5964 | 324073.5964 | 324073.5964 | 324073.5964 | 324073.5964
|  | Diesel | 324073.5964 | 324073.5964 | 324073.5964 | 324073.5964 | 324073.5964 | 324073.5964 | 324073.5964 | 324073.5964 | 324073.5964 | 324073.5964 | 324073.5964 | 324073.5964 | 324073.5964 | 324073.5964 | 324073.5964 | 324073.5964 | 324073.5964 | 324073.5964 | 324073.5964 | 324073.5964 | 324073.5964 | 324073.5964 | 324073.5964 | 324073.5964 | 324073.5964 | 324073.5964 | 324073.5964 | 324073.5964 | 324073.5964 | 324073.5964 | 324073.5964 | 324073.5964 | 324073.5964
|  | BEV | 2466964.9775 | 2237608.8379 | 2036391.9774 | 1865951.6173 | 1714274.3127 | 1578609.749 | 1456709.1803 | 1346726.5396 | 1247140.2154 | 1156690.988 | 1074332.6451 | 999192.58 | 930540.2773 | 863171.4165 | 801658.1543 | 745425.461 | 693997.9949 | 646979.3171 | 604035.9015 | 564884.7365 | 529283.6416 | 497023.6504 | 467922.979 | 441822.2189 | 418580.4826 | 398072.2949 | 380185.0717 | 364817.0654 | 351875.6796 | 341276.0835 | 332940.0647 | 326795.0768 | 322773.4446
|  | PHEV | 1395519.287 | 1280841.2172 | 1180232.7869 | 1095012.6069 | 1019173.9546 | 951341.6727 | 890391.3884 | 835400.068 | 785606.9059 | 740382.2922 | 699203.1208 | 661633.0882 | 627306.9369 | 593622.5064 | 562865.8754 | 534749.5287 | 509035.7957 | 485526.4568 | 464054.749 | 444479.1665 | 426678.619 | 410548.6234 | 395998.2877 | 382947.9077 | 371327.0395 | 361072.9457 | 352129.3341 | 344445.3309 | 337974.638 | 332674.84 | 328506.8306 | 325434.3366 | 323423.5205
| Bus: New | Petrol | 302394.9712 | 302394.9712 | 302394.9712 | 302394.9712 | 302394.9712 | 302394.9712 | 302394.9712 | 302394.9712 | 302394.9712 | 302394.9712 | 302394.9712 | 302394.9712 | 302394.9712 | 302394.9712 | 302394.9712 | 302394.9712 | 302394.9712 | 302394.9712 | 303074.5315 | 304729.1214 | 306778.4368 | 308932.5441 | 311136.5691 | 313377.3419 | 315649.7631 | 317950.7683 | 320278.1703 | 322630.3109 | 325005.865 | 327403.795 | 329823.5439 | 332264.7254 | 334727.0477
|  | Diesel | 302394.9712 | 302394.9712 | 302394.9712 | 302394.9712 | 302394.9712 | 302394.9712 | 302394.9712 | 302394.9712 | 302394.9712 | 302394.9712 | 302394.9712 | 302394.9712 | 302394.9712 | 302394.9712 | 302394.9712 | 302394.9712 | 302394.9712 | 302394.9712 | 303074.5315 | 304729.1214 | 306778.4368 | 308932.5441 | 311136.5691 | 313377.3419 | 315649.7631 | 317950.7683 | 320278.1703 | 322630.3109 | 325005.865 | 327403.795 | 329823.5439 | 332264.7254 | 334727.0477
|  | BEV | 583454.0008 | 535847.997 | 493654.1094 | 457632.7502 | 426333.3001 | 399213.3442 | 375826.4035 | 355804.0322 | 338842.0385 | 324689.8346 | 313142.1746 | 304032.7228 | 297229.0317 | 291507.0443 | 286148.2815 | 281123.9315 | 276409.9079 | 271985.898 | 267834.6253 | 263941.273 | 260293.03 | 256878.7314 | 253688.5718 | 250713.8747 | 247946.9066 | 245380.7263 | 243009.0608 | 240826.2049 | 238826.9371 | 237006.4505 | 235360.295 | 233884.3293 | 232574.6802
|  | PHEV | 442924.486 | 419121.4841 | 398024.5403 | 380013.8607 | 364364.1356 | 350804.1577 | 339110.6873 | 329099.5017 | 320618.5048 | 313542.4029 | 307768.5729 | 303213.847 | 299812.0014 | 296951.0077 | 294271.6263 | 291759.4513 | 289402.4395 | 287190.4346 | 285454.5784 | 284335.1972 | 283535.7334 | 282905.6377 | 282412.5704 | 282045.6083 | 281798.3349 | 281665.7473 | 281643.6156 | 281728.2579 | 281916.4011 | 282205.1227 | 282591.9195 | 283074.5273 | 283650.864
Headwinds scenario
| Light passenger: New | Petrol | 36096.2594 | 36096.2594 | 36096.2594 | 36096.2594 | 36096.2594 | 36096.2594 | 36096.2594 | 36096.2594 | 36096.2594 | 36096.2594 | 36096.2594 | 36096.2594 | 36096.2594 | 36096.2594 | 36096.2594 | 36096.2594 | 36096.2594 | 36126.3496 | 36302.4775 | 36555.1383 | 36822.0474 | 37094.8032 | 37371.6871 | 37651.9748 | 37934.3646 | 38218.8723 | 38505.5139 | 38794.3052 | 39085.2625 | 39378.402 | 39673.74 | 39971.2931 | 40271.0778
|  | Diesel | 36096.2594 | 36096.2594 | 36096.2594 | 36096.2594 | 36096.2594 | 36096.2594 | 36096.2594 | 36096.2594 | 36096.2594 | 36096.2594 | 36096.2594 | 36096.2594 | 36096.2594 | 36096.2594 | 36096.2594 | 36096.2594 | 36096.2594 | 36126.3496 | 36302.4775 | 36555.1383 | 36822.0474 | 37094.8032 | 37371.6871 | 37651.9748 | 37934.3646 | 38218.8723 | 38505.5139 | 38794.3052 | 39085.2625 | 39378.402 | 39673.74 | 39971.2931 | 40271.0778
|  | BEV | 56032.9846 | 53483.7748 | 51178.4504 | 49234.9733 | 47479.2574 | 45884.0444 | 44426.806 | 43088.8776 | 41854.7633 | 40711.578 | 39648.5977 | 38656.8976 | 37729.0604 | 36750.9967 | 35827.3345 | 34951.3641 | 34117.6377 | 33321.747 | 32970.5945 | 32644.0824 | 32340.8809 | 32060.694 | 31806.5312 | 31579.5753 | 31362.0491 | 31152.9746 | 30951.501 | 30756.8851 | 30568.4757 | 30385.6999 | 30208.0524 | 30035.0861 | 29866.4043
|  | PHEV | 46064.622 | 44790.0171 | 43637.3549 | 42665.6164 | 41787.7584 | 40990.1519 | 40261.5327 | 39592.5685 | 38975.5114 | 38403.9187 | 37872.4285 | 37376.5785 | 36912.6599 | 36423.6281 | 35961.797 | 35523.8117 | 35106.9486 | 34724.0483 | 34636.536 | 34599.6104 | 34581.4641 | 34577.7486 | 34589.1092 | 34615.775 | 34648.2068 | 34685.9235 | 34728.5074 | 34775.5952 | 34826.8691 | 34882.0509 | 34940.8962 | 35003.1896 | 35068.741
| Light passenger: Used | Petrol | 10277.7633 | 10062.1104 | 10018.2333 | 9800.4668 | 9674.2639 | 9653.5409 | 9708.7004 | 9772.0572 | 9793.7093 | 9788.1198 | 9788.1198 | 9788.1198 | 9788.1198 | 9788.1198 | 9788.1198 | 9788.1198 | 9788.1198 | 9788.1198 | 9788.1198 | 9788.1198 | 9788.1198 | 9788.1198 | 9788.1198 | 9790.1597 | 9804.1396 | 9835.2478 | 9884.4503 | 9950.1035 | 10022.5871 | 10096.9436 | 10172.3496 | 10248.5522 | 10325.4164
|  | Diesel | 10277.7633 | 10062.1104 | 10018.2333 | 9800.4668 | 9674.2639 | 9653.5409 | 9708.7004 | 9772.0572 | 9793.7093 | 9788.1198 | 9788.1198 | 9788.1198 | 9788.1198 | 9788.1198 | 9788.1198 | 9788.1198 | 9788.1198 | 9788.1198 | 9788.1198 | 9788.1198 | 9788.1198 | 9788.1198 | 9788.1198 | 9790.1597 | 9804.1396 | 9835.2478 | 9884.4503 | 9950.1035 | 10022.5871 | 10096.9436 | 10172.3496 | 10248.5522 | 10325.4164
|  | BEV | 29843.3048 | 24025.5482 | 20847.5736 | 19971.7787 | 18762.3319 | 16570.2336 | 14918.2897 | 13320.9482 | 12665.2432 | 12280.2911 | 11932.9478 | 11653.6969 | 11404.5146 | 11180.6959 | 10978.3121 | 10794.0784 | 10625.246 | 10469.5144 | 10324.9599 | 10189.9774 | 10063.233 | 9914.5049 | 9771.8478 | 9633.8685 | 9499.4276 | 9367.5943 | 9354.0578 | 9341.8201 | 9330.4177 | 9319.6103 | 9310.0331 | 9301.6762 | 9288.7145
|  | PHEV | 18462.3354 | 15863.8292 | 14269.2917 | 13779.6723 | 13113.9693 | 12068.8233 | 11373.7347 | 10684.2595 | 10412.075 | 10284.1367 | 10174.6394 | 10098.7596 | 10037.4169 | 9988.1872 | 9949.031 | 9918.2274 | 9894.3194 | 9876.0696 | 9862.4246 | 9852.4846 | 9845.4797 | 9826.189 | 9808.5222 | 9791.656 | 9774.883 | 9761.817 | 9826.7006 | 9901.4373 | 9976.8311 | 10051.284 | 10124.5166 | 10195.9804 | 10261.9986
| Light commercial: New | Petrol | 50006.8178 | 50006.8178 | 50006.8178 | 50006.8178 | 50006.8178 | 50006.8178 | 50006.8178 | 50006.8178 | 50006.8178 | 50006.8178 | 50006.8178 | 50006.8178 | 50006.8178 | 50006.8178 | 50006.8178 | 50006.8178 | 50006.8178 | 50041.7206 | 50277.5448 | 50636.722 | 51011.2055 | 51391.3416 | 51775.8204 | 52164.1391 | 52555.3701 | 52949.5354 | 53346.6569 | 53746.7568 | 54149.8575 | 54555.9814 | 54965.1513 | 55377.3899 | 55792.7204
|  | Diesel | 50006.8178 | 50006.8178 | 50006.8178 | 50006.8178 | 50006.8178 | 50006.8178 | 50006.8178 | 50006.8178 | 50006.8178 | 50006.8178 | 50006.8178 | 50006.8178 | 50006.8178 | 50006.8178 | 50006.8178 | 50006.8178 | 50006.8178 | 50041.7206 | 50277.5448 | 50636.722 | 51011.2055 | 51391.3416 | 51775.8204 | 52164.1391 | 52555.3701 | 52949.5354 | 53346.6569 | 53746.7568 | 54149.8575 | 54555.9814 | 54965.1513 | 55377.3899 | 55792.7204
|  | BEV | 86609.5744 | 82255.6024 | 78275.8392 | 74907.7713 | 71863.7366 | 69097.5459 | 66571.0912 | 64252.8634 | 62116.7659 | 60141.1647 | 58308.1247 | 56602.7991 | 55012.9408 | 53335.0606 | 51760.3307 | 50277.6831 | 48878.3646 | 47555.5976 | 46883.219 | 46269.0145 | 45712.8811 | 45218.2644 | 44801.8942 | 44472.205 | 44157.0701 | 43854.9684 | 43564.5767 | 43284.7395 | 43014.4438 | 42752.7991 | 42499.0197 | 42252.4106 | 42012.355
|  | PHEV | 68308.1961 | 66131.2101 | 64141.3285 | 62457.2945 | 60935.2772 | 59552.1819 | 58288.9545 | 57129.8406 | 56061.7919 | 55073.9912 | 54157.4712 | 53304.8085 | 52509.8793 | 51670.9392 | 50883.5742 | 50142.2504 | 49442.5912 | 48798.6591 | 48580.3819 | 48452.8683 | 48362.0433 | 48304.803 | 48288.8573 | 48318.172 | 48356.2201 | 48402.2519 | 48455.6168 | 48515.7482 | 48582.1507 | 48654.3902 | 48732.0855 | 48814.9002 | 48902.5377
| Motorcycle: New | Petrol | 18519.6075 | 18519.6075 | 18519.6075 | 18519.6075 | 18519.6075 | 18519.6075 | 18519.6075 | 18519.6075 | 18519.6075 | 18519.6075 | 18519.6075 | 18519.6075 | 18519.6075 | 18519.6075 | 18519.6075 | 18519.6075 | 18519.6075 | 18519.6075 | 18519.6075 | 18519.6075 | 18569.9296 | 18688.1729 | 18819.5735 | 18955.1844 | 19094.0646 | 19235.3629 | 19378.6244 | 19523.5615 | 19669.9882 | 19817.5131 | 19966.1445 | 20115.8906 | 20266.7598
|  | Diesel | 18519.6075 | 18519.6075 | 18519.6075 | 18519.6075 | 18519.6075 | 18519.6075 | 18519.6075 | 18519.6075 | 18519.6075 | 18519.6075 | 18519.6075 | 18519.6075 | 18519.6075 | 18519.6075 | 18519.6075 | 18519.6075 | 18519.6075 | 18519.6075 | 18519.6075 | 18519.6075 | 18569.9296 | 18688.1729 | 18819.5735 | 18955.1844 | 19094.0646 | 19235.3629 | 19378.6244 | 19523.5615 | 19669.9882 | 19817.5131 | 19966.1445 | 20115.8906 | 20266.7598
|  | BEV | 28469.286 | 26889.9357 | 25449.6244 | 24189.8584 | 23058.8474 | 22043.1396 | 21131.5216 | 20314.6038 | 19584.4958 | 18934.5507 | 18359.1629 | 17853.6089 | 17413.9206 | 17003.2212 | 16639.3997 | 16320.1316 | 16043.4376 | 15807.6127 | 15605.142 | 15428.8483 | 15277.7967 | 15151.157 | 15048.1852 | 14958.0337 | 14870.1538 | 14784.3299 | 14700.3742 | 14618.1225 | 14537.431 | 14458.1728 | 14380.2361 | 14303.5217 | 14227.9415
|  | PHEV | 23494.4468 | 22704.7716 | 21984.616 | 21354.733 | 20789.2274 | 20281.3736 | 19825.5646 | 19417.1057 | 19052.0517 | 18727.0791 | 18439.3852 | 18186.6082 | 17966.7641 | 17761.4144 | 17579.5036 | 17419.8696 | 17281.5225 | 17163.6101 | 17062.3748 | 16974.2279 | 16923.8632 | 16919.665 | 16933.8793 | 16956.609 | 16982.1092 | 17009.8464 | 17039.4993 | 17070.842 | 17103.7096 | 17137.843 | 17173.1903 | 17209.7061 | 17247.3506
| Med truck: New | Petrol | 144330.2018 | 144330.2018 | 144330.2018 | 144330.2018 | 144330.2018 | 144330.2018 | 144330.2018 | 144330.2018 | 144330.2018 | 144330.2018 | 144330.2018 | 144330.2018 | 144330.2018 | 144330.2018 | 144330.2018 | 144330.2018 | 144330.2018 | 144330.2018 | 144330.2018 | 144330.2018 | 144330.2018 | 144330.2018 | 144643.8116 | 145581.4558 | 146651.7371 | 147742.714 | 148846.1045 | 149960.4805 | 151085.1841 | 152218.323 | 153359.9604 | 154510.1601 | 155668.9863
|  | Diesel | 144330.2018 | 144330.2018 | 144330.2018 | 144330.2018 | 144330.2018 | 144330.2018 | 144330.2018 | 144330.2018 | 144330.2018 | 144330.2018 | 144330.2018 | 144330.2018 | 144330.2018 | 144330.2018 | 144330.2018 | 144330.2018 | 144330.2018 | 144330.2018 | 144330.2018 | 144330.2018 | 144330.2018 | 144330.2018 | 144643.8116 | 145581.4558 | 146651.7371 | 147742.714 | 148846.1045 | 149960.4805 | 151085.1841 | 152218.323 | 153359.9604 | 154510.1601 | 155668.9863
|  | BEV | 654337.2524 | 587748.4153 | 529775.235 | 481032.5294 | 438356.3701 | 400849.4123 | 367783.3263 | 338564.5493 | 312707.6326 | 289814.4367 | 269431.5514 | 251198.0054 | 234936.1152 | 219570.9075 | 205988.7898 | 194055.0081 | 183658.3267 | 174706.0829 | 166899.3389 | 159959.764 | 153842.7215 | 148509.8748 | 143928.0422 | 140068.2831 | 136905.1651 | 134416.1722 | 132581.2244 | 131382.2862 | 130513.4446 | 129677.6631 | 128871.8559 | 128093.2935 | 127339.5547
|  | PHEV | 399333.7271 | 366039.3086 | 337052.7184 | 312681.3656 | 291343.286 | 272589.807 | 256056.764 | 241447.3756 | 228518.9172 | 217072.3193 | 206880.8766 | 197764.1036 | 189633.1585 | 181950.5546 | 175159.4958 | 169192.6049 | 163994.2643 | 159518.1424 | 155614.7704 | 152144.9829 | 149086.4616 | 146420.0383 | 144285.9269 | 142824.8695 | 141778.4511 | 141079.4431 | 140713.6644 | 140671.3834 | 140799.3144 | 140947.993 | 141115.9081 | 141301.7268 | 141504.2705
| Heavy truck: New | Petrol | 324073.5964 | 324073.5964 | 324073.5964 | 324073.5964 | 324073.5964 | 324073.5964 | 324073.5964 | 324073.5964 | 324073.5964 | 324073.5964 | 324073.5964 | 324073.5964 | 324073.5964 | 324073.5964 | 324073.5964 | 324073.5964 | 324073.5964 | 324073.5964 | 324073.5964 | 324073.5964 | 324073.5964 | 324073.5964 | 324073.5964 | 324702.941 | 326717.8449 | 329047.0138 | 331447.4204 | 333884.2723 | 336350.2955 | 338842.3809 | 341358.6782 | 343897.9956 | 346459.5298
|  | Diesel | 324073.5964 | 324073.5964 | 324073.5964 | 324073.5964 | 324073.5964 | 324073.5964 | 324073.5964 | 324073.5964 | 324073.5964 | 324073.5964 | 324073.5964 | 324073.5964 | 324073.5964 | 324073.5964 | 324073.5964 | 324073.5964 | 324073.5964 | 324073.5964 | 324073.5964 | 324073.5964 | 324073.5964 | 324073.5964 | 324073.5964 | 324702.941 | 326717.8449 | 329047.0138 | 331447.4204 | 333884.2723 | 336350.2955 | 338842.3809 | 341358.6782 | 343897.9956 | 346459.5298
|  | BEV | 2483938.145 | 2237608.8379 | 2022359.6867 | 1840279.2474 | 1679025.6377 | 1535589.0123 | 1407514.78 | 1292793.0316 | 1189771.3355 | 1097085.7709 | 1013606.241 | 938393.0097 | 870662.0946 | 805473.896 | 747039.0531 | 694748.2158 | 648096.4522 | 606661.3262 | 569423.1374 | 535451.3603 | 504534.3415 | 476489.5347 | 451158.2226 | 428401.3098 | 408095.948 | 390132.8131 | 374413.8966 | 360850.7044 | 349362.7804 | 339876.4904 | 332324.0161 | 326642.5193 | 322773.4446
|  | PHEV | 1404005.8707 | 1280841.2172 | 1173216.6416 | 1082176.4219 | 1001549.6171 | 929831.3043 | 865794.1882 | 808433.314 | 756922.466 | 710579.6837 | 668839.9187 | 631233.3031 | 597367.8455 | 564773.7462 | 535556.3248 | 509410.9061 | 486085.0243 | 465367.4613 | 446748.3669 | 429762.4784 | 414303.969 | 400281.5656 | 387615.9095 | 376552.1254 | 367406.8965 | 359589.9134 | 352930.6585 | 347367.4884 | 342856.538 | 339359.4357 | 336841.3472 | 335270.2575 | 334616.4872
| Bus: New | Petrol | 302394.9712 | 302394.9712 | 302394.9712 | 302394.9712 | 302394.9712 | 302394.9712 | 302394.9712 | 302394.9712 | 302394.9712 | 302394.9712 | 302394.9712 | 302394.9712 | 302394.9712 | 302394.9712 | 303267.7058 | 305307.9457 | 307511.6729 | 309770.8317 | 312065.1316 | 314389.2037 | 316740.0902 | 319115.6409 | 321509.0082 | 323920.3258 | 326349.7282 | 328797.3512 | 331263.3313 | 333747.8063 | 336250.9148 | 338772.7967 | 341313.5927 | 343873.4446 | 346452.4955
|  | Diesel | 302394.9712 | 302394.9712 | 302394.9712 | 302394.9712 | 302394.9712 | 302394.9712 | 302394.9712 | 302394.9712 | 302394.9712 | 302394.9712 | 302394.9712 | 302394.9712 | 302394.9712 | 302394.9712 | 303267.7058 | 305307.9457 | 307511.6729 | 309770.8317 | 312065.1316 | 314389.2037 | 316740.0902 | 319115.6409 | 321509.0082 | 323920.3258 | 326349.7282 | 328797.3512 | 331263.3313 | 333747.8063 | 336250.9148 | 338772.7967 | 341313.5927 | 343873.4446 | 346452.4955
|  | BEV | 590067.2987 | 535847.997 | 488072.9152 | 447359.218 | 412147.2751 | 381805.7801 | 355815.6556 | 333749.2736 | 315254.5024 | 300042.409 | 287877.7419 | 278571.5386 | 271975.369 | 266895.0361 | 262605.1482 | 259068.8877 | 256254.776 | 254135.5839 | 252391.7189 | 250714.2071 | 249095.4011 | 247528.7886 | 246008.7966 | 244530.6339 | 243090.1625 | 241683.7941 | 240308.4044 | 238961.2627 | 237639.9737 | 236342.4291 | 235066.7673 | 233811.3393 | 232574.6802
|  | PHEV | 446231.1349 | 419121.4841 | 395233.9432 | 374877.0946 | 357271.1231 | 342100.3756 | 329105.3134 | 318072.1224 | 308824.7368 | 301218.6901 | 295136.3565 | 290483.2549 | 287185.1701 | 284645.0036 | 282936.427 | 282188.4167 | 281883.2245 | 281953.2078 | 282228.4253 | 282551.7054 | 282917.7457 | 283322.2147 | 283758.9024 | 284225.4798 | 284719.9453 | 285240.5727 | 285785.8679 | 286354.5345 | 286945.4443 | 287557.6129 | 288190.18 | 288842.392 | 289513.5878
Tailwinds scenario
| Light passenger: New | Petrol | 36096.2594 | 36096.2594 | 36096.2594 | 36096.2594 | 36096.2594 | 36096.2594 | 36096.2594 | 36096.2594 | 36096.2594 | 36096.2594 | 36096.2594 | 36200.6608 | 36442.1609 | 36715.4771 | 36990.8432 | 37268.2745 | 37547.7866 | 37829.395 | 38113.1154 | 38398.9638 | 38686.956 | 38977.1082 | 39269.4365 | 39563.9573 | 39860.687 | 40159.6421 | 40460.8394 | 40764.2957 | 41070.0279 | 41378.0532 | 41688.3886 | 42001.0515 | 42316.0594
|  | Diesel | 36096.2594 | 36096.2594 | 36096.2594 | 36096.2594 | 36096.2594 | 36096.2594 | 36096.2594 | 36096.2594 | 36096.2594 | 36096.2594 | 36096.2594 | 36200.6608 | 36442.1609 | 36715.4771 | 36990.8432 | 37268.2745 | 37547.7866 | 37829.395 | 38113.1154 | 38398.9638 | 38686.956 | 38977.1082 | 39269.4365 | 39563.9573 | 39860.687 | 40159.6421 | 40460.8394 | 40764.2957 | 41070.0279 | 41378.0532 | 41688.3886 | 42001.0515 | 42316.0594
|  | BEV | 56032.9846 | 52389.6866 | 49471.4613 | 47207.555 | 45237.7743 | 43505.6698 | 41967.1376 | 40587.544 | 39339.562 | 38201.5374 | 37156.2471 | 36189.9528 | 35291.6767 | 34383.7689 | 33529.121 | 32720.1872 | 31951.0175 | 31216.9248 | 30898.8908 | 30603.2618 | 30328.6489 | 30074.6974 | 29844.1992 | 29638.2661 | 29440.2334 | 29249.2098 | 29064.4333 | 28885.2489 | 28711.0915 | 28541.4713 | 28375.9621 | 28214.1914 | 28055.833
|  | PHEV | 46064.622 | 44242.973 | 42783.8604 | 41651.9072 | 40667.0169 | 39800.9646 | 39031.6985 | 38341.9017 | 37717.9107 | 37148.8984 | 36626.2533 | 36195.3068 | 35866.9188 | 35549.623 | 35259.9821 | 34994.2308 | 34749.402 | 34523.1599 | 34506.0031 | 34501.1128 | 34507.8025 | 34525.9028 | 34556.8178 | 34601.1117 | 34650.4602 | 34704.426 | 34762.6364 | 34824.7723 | 34890.5597 | 34959.7622 | 35032.1753 | 35107.6214 | 35185.9462
| Light passenger: Used | Petrol | 10277.7633 | 10062.1104 | 10018.2333 | 9800.4668 | 9674.2639 | 9653.5409 | 9708.7004 | 9772.0572 | 9793.7093 | 9788.1198 | 9788.1198 | 9788.1198 | 9788.1198 | 9788.1198 | 9788.1198 | 9788.1198 | 9788.1198 | 9795.1974 | 9818.6466 | 9860.6245 | 9921.27 | 9993.6454 | 10068.5977 | 10144.1122 | 10220.1931 | 10296.8445 | 10374.0708 | 10451.8764 | 10530.2654 | 10609.2424 | 10688.8118 | 10768.9778 | 10849.7452
|  | Diesel | 10277.7633 | 10062.1104 | 10018.2333 | 9800.4668 | 9674.2639 | 9653.5409 | 9708.7004 | 9772.0572 | 9793.7093 | 9788.1198 | 9788.1198 | 9788.1198 | 9788.1198 | 9788.1198 | 9788.1198 | 9788.1198 | 9788.1198 | 9795.1974 | 9818.6466 | 9860.6245 | 9921.27 | 9993.6454 | 10068.5977 | 10144.1122 | 10220.1931 | 10296.8445 | 10374.0708 | 10451.8764 | 10530.2654 | 10609.2424 | 10688.8118 | 10768.9778 | 10849.7452
|  | BEV | 29843.3048 | 24025.5482 | 20847.5736 | 19971.7787 | 18762.3319 | 16570.2336 | 14918.2897 | 13320.9482 | 12665.2432 | 12029.0799 | 11534.9402 | 11173.8161 | 10866.1106 | 10601.1506 | 10370.5032 | 10167.4761 | 9986.7373 | 9824.0247 | 9675.9226 | 9539.6895 | 9413.1251 | 9275.8857 | 9145.0137 | 9018.875 | 8896.1721 | 8775.875 | 8766.2966 | 8757.7945 | 8749.8842 | 8742.3079 | 8735.6424 | 8729.869 | 8719.5171
|  | PHEV | 18462.3354 | 15863.8292 | 14269.2917 | 13779.6723 | 13113.9693 | 12068.8233 | 11373.7347 | 10684.2595 | 10412.075 | 10158.5311 | 9975.6356 | 9858.8192 | 9768.2149 | 9698.4145 | 9645.1266 | 9604.9263 | 9575.065 | 9553.3248 | 9537.9059 | 9541.1008 | 9566.5558 | 9590.4042 | 9617.1033 | 9645.6842 | 9675.3307 | 9705.3421 | 9789.6672 | 9873.25 | 9955.5795 | 10036.2131 | 10115.0646 | 10191.6614 | 10262.666
| Light commercial: New | Petrol | 50006.8178 | 50006.8178 | 50006.8178 | 50006.8178 | 50006.8178 | 50006.8178 | 50006.8178 | 50006.8178 | 50006.8178 | 50006.8178 | 50006.8178 | 50199.9906 | 50545.3226 | 50924.4125 | 51306.3456 | 51691.1432 | 52078.8267 | 52469.4179 | 52862.9386 | 53259.4106 | 53658.8562 | 54061.2976 | 54466.7574 | 54875.258 | 55286.8225 | 55701.4736 | 56119.2347 | 56540.1289 | 56964.1799 | 57391.4113 | 57821.8469 | 58255.5107 | 58692.427
|  | Diesel | 50006.8178 | 50006.8178 | 50006.8178 | 50006.8178 | 50006.8178 | 50006.8178 | 50006.8178 | 50006.8178 | 50006.8178 | 50006.8178 | 50006.8178 | 50199.9906 | 50545.3226 | 50924.4125 | 51306.3456 | 51691.1432 | 52078.8267 | 52469.4179 | 52862.9386 | 53259.4106 | 53658.8562 | 54061.2976 | 54466.7574 | 54875.258 | 55286.8225 | 55701.4736 | 56119.2347 | 56540.1289 | 56964.1799 | 57391.4113 | 57821.8469 | 58255.5107 | 58692.427
|  | BEV | 86609.5744 | 80459.1881 | 75479.3581 | 71593.7957 | 68208.0737 | 65227.3043 | 62577.4718 | 60200.5566 | 58050.8735 | 56092.3093 | 54296.2286 | 52639.8821 | 51105.192 | 49554.8463 | 48104.4818 | 46741.6913 | 45456.9208 | 44242.9423 | 43633.234 | 43076.6654 | 42572.9227 | 42125.1037 | 41748.7618 | 41451.7814 | 41166.9758 | 40892.959 | 40628.5458 | 40372.7179 | 40124.5966 | 39883.4202 | 39648.5263 | 39419.3361 | 39195.3424
|  | PHEV | 68308.1961 | 65233.003 | 62743.0879 | 60800.3067 | 59107.4457 | 57617.061 | 56292.1448 | 55103.6872 | 54028.8457 | 53049.5635 | 52151.5232 | 51419.9364 | 50825.2573 | 50239.6294 | 49705.4137 | 49216.4172 | 48767.8738 | 48356.1801 | 48248.0863 | 48168.038 | 48115.8894 | 48093.2007 | 48107.7596 | 48163.5197 | 48226.8992 | 48297.2163 | 48373.8902 | 48456.4234 | 48544.3882 | 48637.4158 | 48735.1866 | 48837.4234 | 48943.8847
| Motorcycle: New | Petrol | 18519.6075 | 18519.6075 | 18519.6075 | 18519.6075 | 18519.6075 | 18519.6075 | 18519.6075 | 18519.6075 | 18519.6075 | 18519.6075 | 18519.6075 | 18519.6075 | 18519.6075 | 18519.6075 | 18519.6075 | 18615.6595 | 18740.7688 | 18877.3393 | 19018.9193 | 19161.5612 | 19305.2729 | 19450.0625 | 19595.9379 | 19742.9075 | 19890.9793 | 20040.1616 | 20190.4628 | 20341.8913 | 20494.4555 | 20648.1639 | 20803.0251 | 20959.0478 | 21116.2407
|  | Diesel | 18519.6075 | 18519.6075 | 18519.6075 | 18519.6075 | 18519.6075 | 18519.6075 | 18519.6075 | 18519.6075 | 18519.6075 | 18519.6075 | 18519.6075 | 18519.6075 | 18519.6075 | 18519.6075 | 18519.6075 | 18615.6595 | 18740.7688 | 18877.3393 | 19018.9193 | 19161.5612 | 19305.2729 | 19450.0625 | 19595.9379 | 19742.9075 | 19890.9793 | 20040.1616 | 20190.4628 | 20341.8913 | 20494.4555 | 20648.1639 | 20803.0251 | 20959.0478 | 21116.2407
|  | BEV | 28469.286 | 26613.9452 | 25028.513 | 23699.9422 | 22527.3998 | 21488.8544 | 20566.9913 | 19748.0807 | 19021.1444 | 18377.3388 | 17809.4958 | 17311.7792 | 16879.4262 | 16484.8706 | 16135.9516 | 15830.2107 | 15565.6056 | 15340.4146 | 15147.3112 | 14979.3148 | 14835.5163 | 14715.1178 | 14617.4109 | 14531.8744 | 14448.2737 | 14366.4124 | 14286.1221 | 14207.258 | 14129.695 | 14053.3248 | 13978.0527 | 13903.7959 | 13830.482
|  | PHEV | 23494.4468 | 22566.7764 | 21774.0602 | 21109.7748 | 20523.5037 | 20004.2309 | 19543.2994 | 19133.8441 | 18770.376 | 18448.4732 | 18164.5517 | 17915.6933 | 17699.5169 | 17502.2391 | 17327.7796 | 17222.9351 | 17153.1872 | 17108.8769 | 17083.1153 | 17070.438 | 17070.3946 | 17082.5901 | 17106.6744 | 17137.3909 | 17169.6265 | 17203.287 | 17238.2924 | 17274.5746 | 17312.0753 | 17350.7444 | 17390.5389 | 17431.4219 | 17473.3613
| Med truck: New | Petrol | 144330.2018 | 144330.2018 | 144330.2018 | 144330.2018 | 144330.2018 | 144330.2018 | 144330.2018 | 144330.2018 | 144330.2018 | 144330.2018 | 144330.2018 | 144330.2018 | 144330.2018 | 144330.2018 | 144330.2018 | 144585.3852 | 145497.0465 | 146552.7663 | 147651.912 | 148759.3013 | 149874.9961 | 150999.0586 | 152131.5515 | 153272.5381 | 154422.0822 | 155580.2478 | 156747.0997 | 157922.7029 | 159107.1232 | 160300.4266 | 161502.6798 | 162713.9499 | 163934.3045
|  | Diesel | 144330.2018 | 144330.2018 | 144330.2018 | 144330.2018 | 144330.2018 | 144330.2018 | 144330.2018 | 144330.2018 | 144330.2018 | 144330.2018 | 144330.2018 | 144330.2018 | 144330.2018 | 144330.2018 | 144330.2018 | 144585.3852 | 145497.0465 | 146552.7663 | 147651.912 | 148759.3013 | 149874.9961 | 150999.0586 | 152131.5515 | 153272.5381 | 154422.0822 | 155580.2478 | 156747.0997 | 157922.7029 | 159107.1232 | 160300.4266 | 161502.6798 | 162713.9499 | 163934.3045
|  | BEV | 654337.2524 | 571816.5762 | 506151.5962 | 454355.2324 | 410298.8596 | 372509.112 | 339859.1617 | 311480.7183 | 286699.8951 | 264990.202 | 245822.6723 | 228787.3668 | 213665.4557 | 199690.9151 | 187366.486 | 176555.5208 | 167148.2288 | 159055.2963 | 152001.8489 | 145732.9574 | 140207.3139 | 135389.9311 | 131250.8621 | 127764.2091 | 124907.3495 | 122660.3274 | 121005.3723 | 119926.5151 | 119144.9064 | 118389.6468 | 117658.1343 | 116948.0972 | 116257.5447
|  | PHEV | 399333.7271 | 358073.389 | 325240.899 | 299342.7171 | 277314.5307 | 258419.6569 | 242094.6818 | 227905.4601 | 215515.0484 | 204660.2019 | 195076.437 | 186558.7843 | 178997.8288 | 172010.5585 | 165848.3439 | 160570.453 | 156322.6376 | 152804.0313 | 149826.8804 | 147246.1294 | 145041.155 | 143194.4948 | 141691.2068 | 140518.3736 | 139664.7159 | 139120.2876 | 138876.236 | 138924.609 | 139126.0148 | 139345.0367 | 139580.407 | 139831.0235 | 140095.9246
| Heavy truck: New | Petrol | 324073.5964 | 324073.5964 | 324073.5964 | 324073.5964 | 324073.5964 | 324073.5964 | 324073.5964 | 324073.5964 | 324073.5964 | 324073.5964 | 324073.5964 | 324073.5964 | 324073.5964 | 324073.5964 | 324073.5964 | 324073.5964 | 324073.5964 | 324073.5964 | 325221.9159 | 326979.4342 | 329031.1971 | 331251.4084 | 333575.4884 | 335968.3721 | 338426.2802 | 340930.3248 | 343470.0249 | 346039.3202 | 348634.6151 | 351249.3747 | 353883.745 | 356537.8731 | 359211.9072
|  | Diesel | 324073.5964 | 324073.5964 | 324073.5964 | 324073.5964 | 324073.5964 | 324073.5964 | 324073.5964 | 324073.5964 | 324073.5964 | 324073.5964 | 324073.5964 | 324073.5964 | 324073.5964 | 324073.5964 | 324073.5964 | 324073.5964 | 324073.5964 | 324073.5964 | 325221.9159 | 326979.4342 | 329031.1971 | 331251.4084 | 333575.4884 | 335968.3721 | 338426.2802 | 340930.3248 | 343470.0249 | 346039.3202 | 348634.6151 | 351249.3747 | 353883.745 | 356537.8731 | 359211.9072
|  | BEV | 2483938.145 | 2170603.4253 | 1922263.7007 | 1726528.6996 | 1558775.1663 | 1413657.1062 | 1287072.4314 | 1175852.8516 | 1077535.1441 | 990191.5477 | 912303.3492 | 842666.1991 | 780318.8663 | 721766.1655 | 669415.6483 | 622652.2036 | 580979.9057 | 543993.748 | 510764.1102 | 480447.805 | 452850.7226 | 427807.8288 | 405177.2951 | 384835.9527 | 366675.746 | 350600.946 | 336525.9451 | 324373.502 | 314073.3349 | 305560.988 | 298776.9126 | 293665.7184 | 290175.56
|  | PHEV | 1404005.8707 | 1247338.5109 | 1123168.6486 | 1025301.148 | 941424.3814 | 868865.3513 | 805573.0139 | 749963.224 | 700804.3703 | 657132.5721 | 618188.4728 | 583369.8978 | 552196.2314 | 522919.881 | 496744.6224 | 473362.9 | 452526.7511 | 434033.6722 | 417993.0131 | 403713.6196 | 390940.9598 | 379529.6186 | 369376.3917 | 360402.1624 | 352551.0131 | 345765.6354 | 339997.985 | 335206.4111 | 331353.975 | 328405.1814 | 326330.3288 | 325101.7957 | 324693.7336
| Bus: New | Petrol | 302394.9712 | 302394.9712 | 302394.9712 | 302394.9712 | 302394.9712 | 302394.9712 | 302394.9712 | 304129.5533 | 306262.9283 | 308498.0106 | 310782.8049 | 313113.6759 | 315462.0285 | 317827.9937 | 320211.7037 | 322613.2914 | 325032.8911 | 327470.6378 | 329926.6676 | 332401.1176 | 334894.126 | 337405.8319 | 339936.3757 | 342485.8985 | 345054.5427 | 347642.4518 | 350249.7702 | 352876.6434 | 355523.2183 | 358189.6424 | 360876.0647 | 363582.6352 | 366309.505
|  | Diesel | 302394.9712 | 302394.9712 | 302394.9712 | 302394.9712 | 302394.9712 | 302394.9712 | 302394.9712 | 304129.5533 | 306262.9283 | 308498.0106 | 310782.8049 | 313113.6759 | 315462.0285 | 317827.9937 | 320211.7037 | 322613.2914 | 325032.8911 | 327470.6378 | 329926.6676 | 332401.1176 | 334894.126 | 337405.8319 | 339936.3757 | 342485.8985 | 345054.5427 | 347642.4518 | 350249.7702 | 352876.6434 | 355523.2183 | 358189.6424 | 360876.0647 | 363582.6352 | 366309.505
|  | BEV | 590067.2987 | 529727.0452 | 479146.1559 | 437417.9491 | 401804.2959 | 371434.4222 | 345630.1228 | 323858.7043 | 305699.2384 | 290818.1974 | 278951.7442 | 269892.7728 | 263481.364 | 258615.695 | 254519.6557 | 251154.3718 | 248487.3947 | 246491.2224 | 244855.2571 | 243279.3056 | 241755.6459 | 240277.8505 | 238840.5363 | 237439.1685 | 236069.9056 | 234729.4759 | 233415.0794 | 232124.3077 | 230855.0805 | 229605.5924 | 228374.2706 | 227159.7394 | 225960.7907
|  | PHEV | 446231.1349 | 416061.0082 | 390770.5635 | 369906.4601 | 352099.6335 | 336914.6967 | 324012.547 | 313994.1288 | 305981.0833 | 299658.104 | 294867.2745 | 291503.2244 | 289471.6963 | 288221.8443 | 287365.6797 | 286883.8316 | 286760.1429 | 286980.9301 | 287390.9624 | 287840.2116 | 288324.8859 | 288841.8412 | 289388.456 | 289962.5335 | 290562.2242 | 291185.9639 | 291832.4248 | 292500.4756 | 293189.1494 | 293897.6174 | 294625.1677 | 295371.1873 | 296135.1478
Our path to 2035
| Light passenger: New | Petrol | 2018: 36096.2594; 2019: 36096.2594; 2020: 36096.2594; 2021: 36096.2594; 2022: 36096.2594; 2023: 36096.2594; 2024: 36096.2594; 2025: 36096.2594; 2026: 36096.2594; 2027: 36096.2594; 2028: 36096.2594; 2029: 36096.2594; 2030: 36275.7731; 2031: 36517.4167; 2032: 36783.0018; 2033: 37058.8744; 2034: 37336.8159; 2035: 37616.842
|  | Diesel | 2018: 36096.2594; 2019: 36096.2594; 2020: 36096.2594; 2021: 36096.2594; 2022: 36096.2594; 2023: 36096.2594; 2024: 36096.2594; 2025: 36096.2594; 2026: 36096.2594; 2027: 36096.2594; 2028: 36096.2594; 2029: 36096.2594; 2030: 36275.7731; 2031: 36517.4167; 2032: 36783.0018; 2033: 37058.8744; 2034: 37336.8159; 2035: 37616.842
|  | BEV | 2018: 56032.9846; 2019: 52389.6866; 2020: 49471.4613; 2021: 47207.555; 2022: 45237.7743; 2023: 43505.6698; 2024: 41967.1376; 2025: 40587.544; 2026: 39339.562; 2027: 38201.5374; 2028: 37156.2471; 2029: 36189.9528; 2030: 35291.6767; 2031: 34383.7689; 2032: 33529.121; 2033: 32720.1872; 2034: 31951.0175; 2035: 31216.9248
|  | PHEV | 2018: 46064.622; 2019: 44242.973; 2020: 42783.8604; 2021: 41651.9072; 2022: 40667.0169; 2023: 39800.9646; 2024: 39031.6985; 2025: 38341.9017; 2026: 37717.9107; 2027: 37148.8984; 2028: 36626.2533; 2029: 36143.1061; 2030: 35783.7249; 2031: 35450.5928; 2032: 35156.0614; 2033: 34889.5308; 2034: 34643.9167; 2035: 34416.8834
| Light passenger: Used | Petrol | 2018: 10277.7633; 2019: 10062.1104; 2020: 10018.2333; 2021: 9800.4668; 2022: 9674.2639; 2023: 9653.5409; 2024: 9708.7004; 2025: 9772.0572; 2026: 9793.7093; 2027: 9788.1198; 2028: 9788.1198; 2029: 9788.1198; 2030: 9788.1198; 2031: 9788.1198; 2032: 9788.1198; 2033: 9788.1198; 2034: 9788.1198; 2035: 9788.1198
|  | Diesel | 2018: 10277.7633; 2019: 10062.1104; 2020: 10018.2333; 2021: 9800.4668; 2022: 9674.2639; 2023: 9653.5409; 2024: 9708.7004; 2025: 9772.0572; 2026: 9793.7093; 2027: 9788.1198; 2028: 9788.1198; 2029: 9788.1198; 2030: 9788.1198; 2031: 9788.1198; 2032: 9788.1198; 2033: 9788.1198; 2034: 9788.1198; 2035: 9788.1198
|  | BEV | 2018: 29843.3048; 2019: 24025.5482; 2020: 20847.5736; 2021: 19971.7787; 2022: 18762.3319; 2023: 16570.2336; 2024: 14918.2897; 2025: 13320.9482; 2026: 12665.2432; 2027: 12029.0799; 2028: 11534.9402; 2029: 11173.8161; 2030: 10866.1106; 2031: 10601.1506; 2032: 10370.5032; 2033: 10167.4761; 2034: 9986.7373; 2035: 9824.0247
|  | PHEV | 2018: 18462.3354; 2019: 15863.8292; 2020: 14269.2917; 2021: 13779.6723; 2022: 13113.9693; 2023: 12068.8233; 2024: 11373.7347; 2025: 10684.2595; 2026: 10412.075; 2027: 10158.5311; 2028: 9975.6356; 2029: 9858.8192; 2030: 9768.2149; 2031: 9698.4145; 2032: 9645.1266; 2033: 9604.9263; 2034: 9575.065; 2035: 9553.3248
| Light commercial: New | Petrol | 2018: 50006.8178; 2019: 50006.8178; 2020: 50006.8178; 2021: 50006.8178; 2022: 50006.8178; 2023: 50006.8178; 2024: 50006.8178; 2025: 50006.8178; 2026: 50006.8178; 2027: 50006.8178; 2028: 50006.8178; 2029: 50006.8178; 2030: 50283.9422; 2031: 50632.6597; 2032: 51005.4193; 2033: 51387.96; 2034: 51773.3697; 2035: 52161.67
|  | Diesel | 2018: 50006.8178; 2019: 50006.8178; 2020: 50006.8178; 2021: 50006.8178; 2022: 50006.8178; 2023: 50006.8178; 2024: 50006.8178; 2025: 50006.8178; 2026: 50006.8178; 2027: 50006.8178; 2028: 50006.8178; 2029: 50006.8178; 2030: 50283.9422; 2031: 50632.6597; 2032: 51005.4193; 2033: 51387.96; 2034: 51773.3697; 2035: 52161.67
|  | BEV | 2018: 86609.5744; 2019: 80459.1881; 2020: 75479.3581; 2021: 71593.7957; 2022: 68208.0737; 2023: 65227.3043; 2024: 62577.4718; 2025: 60200.5566; 2026: 58050.8735; 2027: 56092.3093; 2028: 54296.2286; 2029: 52639.8821; 2030: 51105.192; 2031: 49554.8463; 2032: 48104.4818; 2033: 46741.6913; 2034: 45456.9208; 2035: 44242.9423
|  | PHEV | 2018: 68308.1961; 2019: 65233.003; 2020: 62743.0879; 2021: 60800.3067; 2022: 59107.4457; 2023: 57617.061; 2024: 56292.1448; 2025: 55103.6872; 2026: 54028.8457; 2027: 53049.5635; 2028: 52151.5232; 2029: 51323.3499; 2030: 50694.5671; 2031: 50093.753; 2032: 49554.9506; 2033: 49064.8256; 2034: 48615.1452; 2035: 48202.3061
| Motorcycle: New | Petrol | 2018: 18519.6075; 2019: 18519.6075; 2020: 18519.6075; 2021: 18519.6075; 2022: 18519.6075; 2023: 18519.6075; 2024: 18519.6075; 2025: 18519.6075; 2026: 18519.6075; 2027: 18519.6075; 2028: 18519.6075; 2029: 18519.6075; 2030: 18519.6075; 2031: 18519.6075; 2032: 18519.6075; 2033: 18586.952; 2034: 18696.8673; 2035: 18824.7436
|  | Diesel | 2018: 18519.6075; 2019: 18519.6075; 2020: 18519.6075; 2021: 18519.6075; 2022: 18519.6075; 2023: 18519.6075; 2024: 18519.6075; 2025: 18519.6075; 2026: 18519.6075; 2027: 18519.6075; 2028: 18519.6075; 2029: 18519.6075; 2030: 18519.6075; 2031: 18519.6075; 2032: 18519.6075; 2033: 18586.952; 2034: 18696.8673; 2035: 18824.7436
|  | BEV | 2018: 28469.286; 2019: 26613.9452; 2020: 25028.513; 2021: 23699.9422; 2022: 22527.3998; 2023: 21488.8544; 2024: 20566.9913; 2025: 19748.0807; 2026: 19021.1444; 2027: 18377.3388; 2028: 17809.4958; 2029: 17311.7792; 2030: 16879.4262; 2031: 16484.8706; 2032: 16135.9516; 2033: 15830.2107; 2034: 15565.6056; 2035: 15340.4146
|  | PHEV | 2018: 23494.4468; 2019: 22566.7764; 2020: 21774.0602; 2021: 21109.7748; 2022: 20523.5037; 2023: 20004.2309; 2024: 19543.2994; 2025: 19133.8441; 2026: 18770.376; 2027: 18448.4732; 2028: 18164.5517; 2029: 17915.6933; 2030: 17699.5169; 2031: 17502.2391; 2032: 17327.7796; 2033: 17208.5813; 2034: 17131.2365; 2035: 17082.5791
| Med truck: New | Petrol | 2018: 144330.2018; 2019: 144330.2018; 2020: 144330.2018; 2021: 144330.2018; 2022: 144330.2018; 2023: 144330.2018; 2024: 144330.2018; 2025: 144330.2018; 2026: 144330.2018; 2027: 144330.2018; 2028: 144330.2018; 2029: 144330.2018; 2030: 144330.2018; 2031: 144330.2018; 2032: 144330.2018; 2033: 144330.2018; 2034: 145049.6662; 2035: 146027.6039
|  | Diesel | 2018: 144330.2018; 2019: 144330.2018; 2020: 144330.2018; 2021: 144330.2018; 2022: 144330.2018; 2023: 144330.2018; 2024: 144330.2018; 2025: 144330.2018; 2026: 144330.2018; 2027: 144330.2018; 2028: 144330.2018; 2029: 144330.2018; 2030: 144330.2018; 2031: 144330.2018; 2032: 144330.2018; 2033: 144330.2018; 2034: 145049.6662; 2035: 146027.6039
|  | BEV | 2018: 654337.2524; 2019: 571816.5762; 2020: 506151.5962; 2021: 454355.2324; 2022: 410298.8596; 2023: 372509.112; 2024: 339859.1617; 2025: 311480.7183; 2026: 286699.8951; 2027: 264990.202; 2028: 245822.6723; 2029: 228787.3668; 2030: 213665.4557; 2031: 199690.9151; 2032: 187366.486; 2033: 176555.5208; 2034: 167148.2288; 2035: 159055.2963
|  | PHEV | 2018: 399333.7271; 2019: 358073.389; 2020: 325240.899; 2021: 299342.7171; 2022: 277314.5307; 2023: 258419.6569; 2024: 242094.6818; 2025: 227905.4601; 2026: 215515.0484; 2027: 204660.2019; 2028: 195076.437; 2029: 186558.7843; 2030: 178997.8288; 2031: 172010.5585; 2032: 165848.3439; 2033: 160442.8613; 2034: 156098.9475; 2035: 152541.4501
| Heavy truck: New | Petrol | 2018: 324073.5964; 2019: 324073.5964; 2020: 324073.5964; 2021: 324073.5964; 2022: 324073.5964; 2023: 324073.5964; 2024: 324073.5964; 2025: 324073.5964; 2026: 324073.5964; 2027: 324073.5964; 2028: 324073.5964; 2029: 324073.5964; 2030: 324073.5964; 2031: 324073.5964; 2032: 324073.5964; 2033: 324073.5964; 2034: 324073.5964; 2035: 324073.5964
|  | Diesel | 2018: 324073.5964; 2019: 324073.5964; 2020: 324073.5964; 2021: 324073.5964; 2022: 324073.5964; 2023: 324073.5964; 2024: 324073.5964; 2025: 324073.5964; 2026: 324073.5964; 2027: 324073.5964; 2028: 324073.5964; 2029: 324073.5964; 2030: 324073.5964; 2031: 324073.5964; 2032: 324073.5964; 2033: 324073.5964; 2034: 324073.5964; 2035: 324073.5964
|  | BEV | 2018: 2483938.145; 2019: 2170603.4253; 2020: 1922263.7007; 2021: 1726528.6996; 2022: 1558775.1663; 2023: 1413657.1062; 2024: 1287072.4314; 2025: 1175852.8516; 2026: 1077535.1441; 2027: 990191.5477; 2028: 912303.3492; 2029: 842666.1991; 2030: 780318.8663; 2031: 721766.1655; 2032: 669415.6483; 2033: 622652.2036; 2034: 580979.9057; 2035: 543993.748
|  | PHEV | 2018: 1404005.8707; 2019: 1247338.5109; 2020: 1123168.6486; 2021: 1025301.148; 2022: 941424.3814; 2023: 868865.3513; 2024: 805573.0139; 2025: 749963.224; 2026: 700804.3703; 2027: 657132.5721; 2028: 618188.4728; 2029: 583369.8978; 2030: 552196.2314; 2031: 522919.881; 2032: 496744.6224; 2033: 473362.9; 2034: 452526.7511; 2035: 434033.6722
| Bus: New | Petrol | 2018: 302394.9712; 2019: 302394.9712; 2020: 302394.9712; 2021: 302394.9712; 2022: 302394.9712; 2023: 302394.9712; 2024: 302394.9712; 2025: 302394.9712; 2026: 304119.3221; 2027: 306234.0751; 2028: 308435.0393; 2029: 310683.9822; 2030: 312989.0673; 2031: 315336.4853; 2032: 317701.5089; 2033: 320084.2703; 2034: 322484.9023; 2035: 324903.539
|  | Diesel | 2018: 302394.9712; 2019: 302394.9712; 2020: 302394.9712; 2021: 302394.9712; 2022: 302394.9712; 2023: 302394.9712; 2024: 302394.9712; 2025: 302394.9712; 2026: 304119.3221; 2027: 306234.0751; 2028: 308435.0393; 2029: 310683.9822; 2030: 312989.0673; 2031: 315336.4853; 2032: 317701.5089; 2033: 320084.2703; 2034: 322484.9023; 2035: 324903.539
|  | BEV | 2018: 590067.2987; 2019: 529727.0452; 2020: 479146.1559; 2021: 437417.9491; 2022: 401804.2959; 2023: 371434.4222; 2024: 345630.1228; 2025: 323858.7043; 2026: 305699.2384; 2027: 290818.1974; 2028: 278951.7442; 2029: 269892.7728; 2030: 263481.364; 2031: 258615.695; 2032: 254519.6557; 2033: 251154.3718; 2034: 248487.3947; 2035: 246491.2224
|  | PHEV | 2018: 446231.1349; 2019: 416061.0082; 2020: 390770.5635; 2021: 369906.4601; 2022: 352099.6335; 2023: 336914.6967; 2024: 324012.547; 2025: 313126.8377; 2026: 304909.2803; 2027: 298526.1362; 2028: 293693.3917; 2029: 290288.3775; 2030: 288235.2157; 2031: 286976.0901; 2032: 286110.5823; 2033: 285619.321; 2034: 285486.1485; 2035: 285697.3807
Notes: | 1. EV capital costs are calculated as a combination of battery costs, non-battery costs and cost penalties (varied by scenario)
2. ICE vehicle capital costs are assumed to increase once they fall below 30% of market share
Productivity penalty |  |  | 2018 | 2019 | 2020 | 2021 | 2022 | 2023 | 2024 | 2025 | 2026 | 2027 | 2028 | 2029 | 2030 | 2031 | 2032 | 2033 | 2034 | 2035 | 2036 | 2037 | 2038 | 2039 | 2040 | 2041 | 2042 | 2043 | 2044 | 2045 | 2046 | 2047 | 2048 | 2049 | 2050
| LPV |  | 100% | 100% | 100% | 100% | 100% | 100% | 100% | 100% | 100% | 100% | 100% | 100% | 100% | 100% | 100% | 100% | 100% | 100% | 100% | 100% | 100% | 100% | 100% | 100% | 100% | 100% | 100% | 100% | 100% | 100% | 100% | 100% | 100%
| LCV |  | 100% | 100% | 100% | 100% | 100% | 100% | 100% | 100% | 100% | 100% | 100% | 100% | 100% | 100% | 100% | 100% | 100% | 100% | 100% | 100% | 100% | 100% | 100% | 100% | 100% | 100% | 100% | 100% | 100% | 100% | 100% | 100% | 100%
| MC |  | 106% | 105% | 104.1% | 103.3% | 102.6% | 102% | 101.5% | 101% | 100.7% | 100.4% | 100.2% | 100% | 100% | 100% | 100% | 100% | 100% | 100% | 100% | 100% | 100% | 100% | 100% | 100% | 100% | 100% | 100% | 100% | 100% | 100% | 100% | 100% | 100%
| Truck_M |  | 103.8% | 103% | 102.3% | 101.7% | 101.2% | 100.8% | 100.4% | 100.2% | 100% | 100% | 100% | 100% | 100% | 100% | 100% | 100% | 100% | 100% | 100% | 100% | 100% | 100% | 100% | 100% | 100% | 100% | 100% | 100% | 100% | 100% | 100% | 100% | 100%
| Truck_H |  | 120.4% | 120% | 119.6% | 119.3% | 118.9% | 118.6% | 118.2% | 117.9% | 117.5% | 117.1% | 116.8% | 116.4% | 116.1% | 115.7% | 115.4% | 115% | 114.6% | 114.3% | 113.9% | 113.6% | 113.2% | 112.9% | 112.5% | 112.1% | 111.8% | 111.4% | 111.1% | 110.7% | 110.4% | 110% | 109.6% | 109.3% | 108.9%
| Bus |  | 111.9% | 110% | 108.3% | 106.7% | 105.3% | 104% | 103% | 102.1% | 101.3% | 100.7% | 100.3% | 100.1% | 100% | 100% | 100% | 100% | 100% | 100% | 100% | 100% | 100% | 100% | 100% | 100% | 100% | 100% | 100% | 100% | 100% | 100% | 100% | 100% | 100%
Note: | Estimated effects of lower vehicle capacity due to weight/space constraints and charging downtime, i.e. more vehicles required to deliver same task
EV charger costs
Included in electricity costs on per kWh basis - see below.
Average fuel efficiency (l/100km) for vehicles entering NZ |  |  | 2018 | 2019 | 2020 | 2021 | 2022 | 2023 | 2024 | 2025 | 2026 | 2027 | 2028 | 2029 | 2030 | 2031 | 2032 | 2033 | 2034 | 2035 | 2036 | 2037 | 2038 | 2039 | 2040 | 2041 | 2042 | 2043 | 2044 | 2045 | 2046 | 2047 | 2048 | 2049 | 2050
| Light passenger | Petrol | 8.9569 | 8.8422 | 8.732 | 8.626 | 8.5241 | 8.4263 | 8.3323 | 8.2422 | 8.1558 | 8.0729 | 7.9936 | 7.9177 | 7.8451 | 7.7758 | 7.7096 | 7.6466 | 7.5866 | 7.5296 | 7.4755 | 7.4243 | 7.3758 | 7.3301 | 7.2872 | 7.2468 | 7.2091 | 7.174 | 7.1414 | 7.1114 | 7.0838 | 7.0586 | 7.0359 | 7.0155 | 6.9976
|  | Diesel | 9.2833 | 9.2146 | 9.1481 | 9.0839 | 9.0219 | 8.9621 | 8.9043 | 8.8486 | 8.795 | 8.7433 | 8.6936 | 8.6459 | 8.6001 | 8.5562 | 8.5141 | 8.4738 | 8.4354 | 8.3988 | 8.3639 | 8.3307 | 8.2993 | 8.2696 | 8.2416 | 8.2152 | 8.1905 | 8.1674 | 8.146 | 8.1261 | 8.1079 | 8.0913 | 8.0762 | 8.0627 | 8.0508
|  | PHEV | 1.7914 | 1.7684 | 1.7464 | 1.7252 | 1.7048 | 1.6853 | 1.6665 | 1.6484 | 1.6312 | 1.6146 | 1.5987 | 1.5835 | 1.569 | 1.5552 | 1.5419 | 1.5293 | 1.5173 | 1.5059 | 1.4951 | 1.4849 | 1.4752 | 1.466 | 1.4574 | 1.4494 | 1.4418 | 1.4348 | 1.4283 | 1.4223 | 1.4168 | 1.4117 | 1.4072 | 1.4031 | 1.3995
| Light commercial | Petrol | 12.202 | 12.0531 | 11.9098 | 11.772 | 11.6395 | 11.5122 | 11.3899 | 11.2724 | 11.1597 | 11.0517 | 10.9482 | 10.8491 | 10.7543 | 10.6637 | 10.5773 | 10.4949 | 10.4164 | 10.3418 | 10.271 | 10.2039 | 10.1404 | 10.0806 | 10.0242 | 9.9714 | 9.9219 | 9.8758 | 9.8331 | 9.7936 | 9.7574 | 9.7244 | 9.6945 | 9.6678 | 9.6442
|  | Diesel | 10.4576 | 10.3865 | 10.3177 | 10.2512 | 10.1869 | 10.1248 | 10.0648 | 10.0069 | 9.9512 | 9.8975 | 9.8458 | 9.7962 | 9.7484 | 9.7027 | 9.6588 | 9.6169 | 9.5768 | 9.5386 | 9.5022 | 9.4676 | 9.4348 | 9.4037 | 9.3744 | 9.3469 | 9.321 | 9.2969 | 9.2745 | 9.2537 | 9.2346 | 9.2172 | 9.2015 | 9.1873 | 9.1748
|  | PHEV | 2.0915 | 2.0773 | 2.0635 | 2.0502 | 2.0374 | 2.025 | 2.013 | 2.0014 | 1.9902 | 1.9795 | 1.9692 | 1.9592 | 1.9497 | 1.9405 | 1.9318 | 1.9234 | 1.9154 | 1.9077 | 1.9004 | 1.8935 | 1.887 | 1.8807 | 1.8749 | 1.8694 | 1.8642 | 1.8594 | 1.8549 | 1.8507 | 1.8469 | 1.8434 | 1.8403 | 1.8375 | 1.835
| Motorcycle | Petrol | 4.4684 | 4.4393 | 4.4112 | 4.384 | 4.3577 | 4.3323 | 4.3078 | 4.2841 | 4.2613 | 4.2393 | 4.2182 | 4.1978 | 4.1783 | 4.1595 | 4.1416 | 4.1244 | 4.108 | 4.0923 | 4.0773 | 4.0632 | 4.0497 | 4.037 | 4.0249 | 4.0136 | 4.003 | 3.9931 | 3.9839 | 3.9754 | 3.9676 | 3.9604 | 3.9539 | 3.9481 | 3.943
|  | Diesel | 4.4684 | 4.4393 | 4.4112 | 4.384 | 4.3577 | 4.3323 | 4.3078 | 4.2841 | 4.2613 | 4.2393 | 4.2182 | 4.1978 | 4.1783 | 4.1595 | 4.1416 | 4.1244 | 4.108 | 4.0923 | 4.0773 | 4.0632 | 4.0497 | 4.037 | 4.0249 | 4.0136 | 4.003 | 3.9931 | 3.9839 | 3.9754 | 3.9676 | 3.9604 | 3.9539 | 3.9481 | 3.943
|  | PHEV | 0.89367 | 0.88786 | 0.88224 | 0.8768 | 0.87154 | 0.86646 | 0.86156 | 0.85683 | 0.85226 | 0.84787 | 0.84364 | 0.83957 | 0.83566 | 0.83191 | 0.82832 | 0.82488 | 0.82159 | 0.81846 | 0.81547 | 0.81263 | 0.80994 | 0.80739 | 0.80499 | 0.80273 | 0.80061 | 0.79862 | 0.79678 | 0.79508 | 0.79351 | 0.79208 | 0.79079 | 0.78962 | 0.7886
| Med truck | Petrol | 36.8189 | 36.6974 | 36.5794 | 36.465 | 36.3539 | 36.2463 | 36.1422 | 36.0414 | 35.9439 | 35.8498 | 35.759 | 35.6714 | 35.5871 | 35.506 | 35.4282 | 35.3535 | 35.282 | 35.2136 | 35.1484 | 35.0863 | 35.0273 | 34.9714 | 34.9185 | 34.8687 | 34.8219 | 34.7782 | 34.7375 | 34.6997 | 34.665 | 34.6333 | 34.6045 | 34.5787 | 34.5559
|  | Diesel | 36.8189 | 36.6974 | 36.5794 | 36.465 | 36.3539 | 36.2463 | 36.1422 | 36.0414 | 35.9439 | 35.8498 | 35.759 | 35.6714 | 35.5871 | 35.506 | 35.4282 | 35.3535 | 35.282 | 35.2136 | 35.1484 | 35.0863 | 35.0273 | 34.9714 | 34.9185 | 34.8687 | 34.8219 | 34.7782 | 34.7375 | 34.6997 | 34.665 | 34.6333 | 34.6045 | 34.5787 | 34.5559
|  | PHEV | 9.2047 | 9.1744 | 9.1449 | 9.1162 | 9.0885 | 9.0616 | 9.0355 | 9.0103 | 8.986 | 8.9624 | 8.9397 | 8.9179 | 8.8968 | 8.8765 | 8.857 | 8.8384 | 8.8205 | 8.8034 | 8.7871 | 8.7716 | 8.7568 | 8.7428 | 8.7296 | 8.7172 | 8.7055 | 8.6945 | 8.6844 | 8.6749 | 8.6663 | 8.6583 | 8.6511 | 8.6447 | 8.639
| Heavy truck | Petrol | 64.0168 | 63.972 | 63.9284 | 63.886 | 63.8447 | 63.8046 | 63.7657 | 63.728 | 63.6915 | 63.6561 | 63.6219 | 63.5888 | 63.5569 | 63.5262 | 63.4967 | 63.4683 | 63.4411 | 63.415 | 63.3901 | 63.3663 | 63.3437 | 63.3223 | 63.3019 | 63.2828 | 63.2648 | 63.2479 | 63.2322 | 63.2177 | 63.2042 | 63.192 | 63.1808 | 63.1708 | 63.162
|  | Diesel | 64.0168 | 63.972 | 63.9284 | 63.886 | 63.8447 | 63.8046 | 63.7657 | 63.728 | 63.6915 | 63.6561 | 63.6219 | 63.5888 | 63.5569 | 63.5262 | 63.4967 | 63.4683 | 63.4411 | 63.415 | 63.3901 | 63.3663 | 63.3437 | 63.3223 | 63.3019 | 63.2828 | 63.2648 | 63.2479 | 63.2322 | 63.2177 | 63.2042 | 63.192 | 63.1808 | 63.1708 | 63.162
|  | PHEV | 16.0042 | 15.993 | 15.9821 | 15.9715 | 15.9612 | 15.9512 | 15.9414 | 15.932 | 15.9229 | 15.914 | 15.9055 | 15.8972 | 15.8892 | 15.8816 | 15.8742 | 15.8671 | 15.8603 | 15.8537 | 15.8475 | 15.8416 | 15.8359 | 15.8306 | 15.8255 | 15.8207 | 15.8162 | 15.812 | 15.8081 | 15.8044 | 15.8011 | 15.798 | 15.7952 | 15.7927 | 15.7905
| Bus | Petrol | 24.5374 | 24.4221 | 24.3103 | 24.2019 | 24.097 | 23.9954 | 23.8972 | 23.8022 | 23.7106 | 23.6221 | 23.5369 | 23.4548 | 23.3759 | 23.3 | 23.2273 | 23.1576 | 23.0908 | 23.0271 | 22.9664 | 22.9086 | 22.8537 | 22.8017 | 22.7526 | 22.7064 | 22.663 | 22.6225 | 22.5848 | 22.5498 | 22.5177 | 22.4883 | 22.4617 | 22.4379 | 22.4168
|  | Diesel | 34.4248 | 34.263 | 34.1061 | 33.9541 | 33.8068 | 33.6643 | 33.5265 | 33.3933 | 33.2648 | 33.1407 | 33.0211 | 32.906 | 32.7952 | 32.6888 | 32.5867 | 32.4889 | 32.3953 | 32.3059 | 32.2207 | 32.1396 | 32.0626 | 31.9897 | 31.9208 | 31.856 | 31.7951 | 31.7382 | 31.6853 | 31.6363 | 31.5912 | 31.55 | 31.5127 | 31.4793 | 31.4497
|  | PHEV | 8.6062 | 8.5657 | 8.5265 | 8.4885 | 8.4517 | 8.4161 | 8.3816 | 8.3483 | 8.3162 | 8.2852 | 8.2553 | 8.2265 | 8.1988 | 8.1722 | 8.1467 | 8.1222 | 8.0988 | 8.0765 | 8.0552 | 8.0349 | 8.0156 | 7.9974 | 7.9802 | 7.964 | 7.9488 | 7.9346 | 7.9213 | 7.9091 | 7.8978 | 7.8875 | 7.8782 | 7.8698 | 7.8624
Average electricity efficiency (kWh/100km) of EVs entering NZ |  |  | 2018 | 2019 | 2020 | 2021 | 2022 | 2023 | 2024 | 2025 | 2026 | 2027 | 2028 | 2029 | 2030 | 2031 | 2032 | 2033 | 2034 | 2035 | 2036 | 2037 | 2038 | 2039 | 2040 | 2041 | 2042 | 2043 | 2044 | 2045 | 2046 | 2047 | 2048 | 2049 | 2050
| Light passenger | BEV | 19.1907 | 19.0092 | 18.9539 | 18.8037 | 18.6282 | 18.4661 | 18.3041 | 18.162 | 18.0432 | 17.9157 | 17.8781 | 17.8405 | 17.8031 | 17.7657 | 17.7284 | 17.6911 | 17.654 | 17.6169 | 17.5799 | 17.543 | 17.5062 | 17.4694 | 17.4327 | 17.3961 | 17.3596 | 17.3231 | 17.2867 | 17.2504 | 17.2142 | 17.178 | 17.142 | 17.106 | 17.0701
|  | PHEV | 15.3526 | 15.2074 | 15.1631 | 15.0429 | 14.9025 | 14.7729 | 14.6433 | 14.5296 | 14.4346 | 14.3325 | 14.3024 | 14.2724 | 14.2424 | 14.2125 | 14.1827 | 14.1529 | 14.1232 | 14.0935 | 14.0639 | 14.0344 | 14.0049 | 13.9755 | 13.9462 | 13.9169 | 13.8876 | 13.8585 | 13.8294 | 13.8003 | 13.7714 | 13.7424 | 13.7136 | 13.6848 | 13.656
| Light commercial | BEV | 24.6293 | 24.5598 | 24.5108 | 24.4612 | 24.4136 | 24.367 | 24.32 | 24.2736 | 24.2282 | 24.1981 | 24.1981 | 24.1981 | 24.1981 | 24.1981 | 24.1981 | 24.1981 | 24.1981 | 24.1981 | 24.1981 | 24.1981 | 24.1981 | 24.1981 | 24.1981 | 24.1981 | 24.1981 | 24.1981 | 24.1981 | 24.1981 | 24.1981 | 24.1981 | 24.1981 | 24.1981 | 24.1981
|  | PHEV | 19.7035 | 19.6478 | 19.6087 | 19.5689 | 19.5309 | 19.4936 | 19.456 | 19.4189 | 19.3826 | 19.3585 | 19.3585 | 19.3585 | 19.3585 | 19.3585 | 19.3585 | 19.3585 | 19.3585 | 19.3585 | 19.3585 | 19.3585 | 19.3585 | 19.3585 | 19.3585 | 19.3585 | 19.3585 | 19.3585 | 19.3585 | 19.3585 | 19.3585 | 19.3585 | 19.3585 | 19.3585 | 19.3585
| Motorcycle | BEV | 9.8281 | 9.7811 | 9.7583 | 9.7311 | 9.7521 | 9.7764 | 9.7473 | 9.718 | 9.6821 | 9.6735 | 9.6735 | 9.6735 | 9.6735 | 9.6735 | 9.6735 | 9.6735 | 9.6735 | 9.6735 | 9.6735 | 9.6735 | 9.6735 | 9.6735 | 9.6735 | 9.6735 | 9.6735 | 9.6735 | 9.6735 | 9.6735 | 9.6735 | 9.6735 | 9.6735 | 9.6735 | 9.6735
|  | PHEV | 7.8625 | 7.8249 | 7.8066 | 7.7849 | 7.8017 | 7.8211 | 7.7979 | 7.7744 | 7.7457 | 7.7388 | 7.7388 | 7.7388 | 7.7388 | 7.7388 | 7.7388 | 7.7388 | 7.7388 | 7.7388 | 7.7388 | 7.7388 | 7.7388 | 7.7388 | 7.7388 | 7.7388 | 7.7388 | 7.7388 | 7.7388 | 7.7388 | 7.7388 | 7.7388 | 7.7388 | 7.7388 | 7.7388
| Med truck | BEV | 85.4727 | 84.5411 | 84.354 | 83.962 | 83.5154 | 83.098 | 82.6807 | 82.3066 | 81.9831 | 81.6406 | 81.5018 | 81.3633 | 81.225 | 81.0869 | 80.949 | 80.8114 | 80.6741 | 80.5369 | 80.4 | 80.2633 | 80.1269 | 79.9907 | 79.8547 | 79.7189 | 79.5834 | 79.4481 | 79.313 | 79.1782 | 79.0436 | 78.9092 | 78.7751 | 78.6412 | 78.5075
|  | PHEV | 64.1045 | 63.4058 | 63.2655 | 62.9715 | 62.6366 | 62.3235 | 62.0105 | 61.7299 | 61.4873 | 61.2305 | 61.1264 | 61.0225 | 60.9187 | 60.8152 | 60.7118 | 60.6086 | 60.5055 | 60.4027 | 60.3 | 60.1975 | 60.0952 | 59.993 | 59.891 | 59.7892 | 59.6875 | 59.5861 | 59.4848 | 59.3837 | 59.2827 | 59.1819 | 59.0813 | 58.9809 | 58.8806
| Heavy truck | BEV | 141.582 | 140.0389 | 139.8964 | 139.4141 | 138.8411 | 138.3161 | 137.7911 | 137.3372 | 136.967 | 136.5651 | 136.5651 | 136.5651 | 136.5651 | 136.5651 | 136.5651 | 136.5651 | 136.5651 | 136.5651 | 136.5651 | 136.5651 | 136.5651 | 136.5651 | 136.5651 | 136.5651 | 136.5651 | 136.5651 | 136.5651 | 136.5651 | 136.5651 | 136.5651 | 136.5651 | 136.5651 | 136.5651
|  | PHEV | 106.1865 | 105.0292 | 104.9223 | 104.5605 | 104.1308 | 103.7371 | 103.3433 | 103.0029 | 102.7253 | 102.4239 | 102.4239 | 102.4239 | 102.4239 | 102.4239 | 102.4239 | 102.4239 | 102.4239 | 102.4239 | 102.4239 | 102.4239 | 102.4239 | 102.4239 | 102.4239 | 102.4239 | 102.4239 | 102.4239 | 102.4239 | 102.4239 | 102.4239 | 102.4239 | 102.4239 | 102.4239 | 102.4239
| Bus | BEV | 78.3318 | 77.759 | 77.0771 | 76.3073 | 75.5184 | 74.749 | 73.9856 | 73.248 | 72.5395 | 71.8281 | 71.1313 | 70.4414 | 69.7581 | 69.0814 | 68.4113 | 67.7477 | 67.0906 | 66.4398 | 65.7953 | 65.1571 | 64.5251 | 63.8992 | 63.2794 | 62.6656 | 62.0577 | 61.4558 | 60.8596 | 60.2693 | 59.6847 | 59.1058 | 58.5324 | 57.9647 | 57.4024
|  | PHEV | 58.7488 | 58.3192 | 57.8078 | 57.2304 | 56.6388 | 56.0618 | 55.4892 | 54.936 | 54.4046 | 53.871 | 53.3485 | 52.831 | 52.3186 | 51.8111 | 51.3085 | 50.8108 | 50.3179 | 49.8299 | 49.3465 | 48.8678 | 48.3938 | 47.9244 | 47.4595 | 46.9992 | 46.5433 | 46.0918 | 45.6447 | 45.202 | 44.7635 | 44.3293 | 43.8993 | 43.4735 | 43.0518
Maintenance costs ($/km excl. GST) |  |  | 2018 | 2019 | 2020 | 2021 | 2022 | 2023 | 2024 | 2025 | 2026 | 2027 | 2028 | 2029 | 2030 | 2031 | 2032 | 2033 | 2034 | 2035 | 2036 | 2037 | 2038 | 2039 | 2040 | 2041 | 2042 | 2043 | 2044 | 2045 | 2046 | 2047 | 2048 | 2049 | 2050
| LPV | Petrol | 0.028235 | 0.028206 | 0.028178 | 0.02815 | 0.028122 | 0.028094 | 0.028066 | 0.028038 | 0.02801 | 0.027982 | 0.027954 | 0.027926 | 0.027898 | 0.02787 | 0.027842 | 0.027814 | 0.027786 | 0.027758 | 0.027731 | 0.027703 | 0.027675 | 0.027648 | 0.02762 | 0.027592 | 0.027565 | 0.027537 | 0.02751 | 0.027482 | 0.027455 | 0.027427 | 0.0274 | 0.027372 | 0.027345
|  | Diesel | 0.028235 | 0.028206 | 0.028178 | 0.02815 | 0.028122 | 0.028094 | 0.028066 | 0.028038 | 0.02801 | 0.027982 | 0.027954 | 0.027926 | 0.027898 | 0.02787 | 0.027842 | 0.027814 | 0.027786 | 0.027758 | 0.027731 | 0.027703 | 0.027675 | 0.027648 | 0.02762 | 0.027592 | 0.027565 | 0.027537 | 0.02751 | 0.027482 | 0.027455 | 0.027427 | 0.0274 | 0.027372 | 0.027345
|  | BEV | 0.016223 | 0.016183 | 0.016142 | 0.016102 | 0.016062 | 0.016021 | 0.015981 | 0.015941 | 0.015902 | 0.015862 | 0.015822 | 0.015783 | 0.015743 | 0.015704 | 0.015665 | 0.015625 | 0.015586 | 0.015547 | 0.015508 | 0.01547 | 0.015431 | 0.015392 | 0.015354 | 0.015316 | 0.015277 | 0.015239 | 0.015201 | 0.015163 | 0.015125 | 0.015087 | 0.01505 | 0.015012 | 0.014974
|  | PHEV | 0.028235 | 0.028206 | 0.028178 | 0.02815 | 0.028122 | 0.028094 | 0.028066 | 0.028038 | 0.02801 | 0.027982 | 0.027954 | 0.027926 | 0.027898 | 0.02787 | 0.027842 | 0.027814 | 0.027786 | 0.027758 | 0.027731 | 0.027703 | 0.027675 | 0.027648 | 0.02762 | 0.027592 | 0.027565 | 0.027537 | 0.02751 | 0.027482 | 0.027455 | 0.027427 | 0.0274 | 0.027372 | 0.027345
| LCV | Petrol | 0.033619 | 0.033585 | 0.033552 | 0.033518 | 0.033484 | 0.033451 | 0.033418 | 0.033384 | 0.033351 | 0.033317 | 0.033284 | 0.033251 | 0.033218 | 0.033184 | 0.033151 | 0.033118 | 0.033085 | 0.033052 | 0.033019 | 0.032986 | 0.032953 | 0.03292 | 0.032887 | 0.032854 | 0.032821 | 0.032788 | 0.032756 | 0.032723 | 0.03269 | 0.032657 | 0.032625 | 0.032592 | 0.032559
|  | Diesel | 0.033619 | 0.033585 | 0.033552 | 0.033518 | 0.033484 | 0.033451 | 0.033418 | 0.033384 | 0.033351 | 0.033317 | 0.033284 | 0.033251 | 0.033218 | 0.033184 | 0.033151 | 0.033118 | 0.033085 | 0.033052 | 0.033019 | 0.032986 | 0.032953 | 0.03292 | 0.032887 | 0.032854 | 0.032821 | 0.032788 | 0.032756 | 0.032723 | 0.03269 | 0.032657 | 0.032625 | 0.032592 | 0.032559
|  | BEV | 0.022654 | 0.022597 | 0.022541 | 0.022485 | 0.022428 | 0.022372 | 0.022316 | 0.022261 | 0.022205 | 0.022149 | 0.022094 | 0.022039 | 0.021984 | 0.021929 | 0.021874 | 0.021819 | 0.021765 | 0.02171 | 0.021656 | 0.021602 | 0.021548 | 0.021494 | 0.02144 | 0.021387 | 0.021333 | 0.02128 | 0.021227 | 0.021174 | 0.021121 | 0.021068 | 0.021015 | 0.020963 | 0.02091
|  | PHEV | 0.033619 | 0.033585 | 0.033552 | 0.033518 | 0.033484 | 0.033451 | 0.033418 | 0.033384 | 0.033351 | 0.033317 | 0.033284 | 0.033251 | 0.033218 | 0.033184 | 0.033151 | 0.033118 | 0.033085 | 0.033052 | 0.033019 | 0.032986 | 0.032953 | 0.03292 | 0.032887 | 0.032854 | 0.032821 | 0.032788 | 0.032756 | 0.032723 | 0.03269 | 0.032657 | 0.032625 | 0.032592 | 0.032559
| MC | Petrol | 0.021176 | 0.021155 | 0.021134 | 0.021113 | 0.021091 | 0.02107 | 0.021049 | 0.021028 | 0.021007 | 0.020986 | 0.020965 | 0.020944 | 0.020923 | 0.020902 | 0.020881 | 0.020861 | 0.02084 | 0.020819 | 0.020798 | 0.020777 | 0.020756 | 0.020736 | 0.020715 | 0.020694 | 0.020674 | 0.020653 | 0.020632 | 0.020612 | 0.020591 | 0.02057 | 0.02055 | 0.020529 | 0.020509
|  | Diesel | 0.021176 | 0.021155 | 0.021134 | 0.021113 | 0.021091 | 0.02107 | 0.021049 | 0.021028 | 0.021007 | 0.020986 | 0.020965 | 0.020944 | 0.020923 | 0.020902 | 0.020881 | 0.020861 | 0.02084 | 0.020819 | 0.020798 | 0.020777 | 0.020756 | 0.020736 | 0.020715 | 0.020694 | 0.020674 | 0.020653 | 0.020632 | 0.020612 | 0.020591 | 0.02057 | 0.02055 | 0.020529 | 0.020509
|  | BEV | 0.012167 | 0.012137 | 0.012107 | 0.012076 | 0.012046 | 0.012016 | 0.011986 | 0.011956 | 0.011926 | 0.011896 | 0.011867 | 0.011837 | 0.011807 | 0.011778 | 0.011748 | 0.011719 | 0.01169 | 0.011661 | 0.011631 | 0.011602 | 0.011573 | 0.011544 | 0.011515 | 0.011487 | 0.011458 | 0.011429 | 0.011401 | 0.011372 | 0.011344 | 0.011315 | 0.011287 | 0.011259 | 0.011231
|  | PHEV | 0.021176 | 0.021155 | 0.021134 | 0.021113 | 0.021091 | 0.02107 | 0.021049 | 0.021028 | 0.021007 | 0.020986 | 0.020965 | 0.020944 | 0.020923 | 0.020902 | 0.020881 | 0.020861 | 0.02084 | 0.020819 | 0.020798 | 0.020777 | 0.020756 | 0.020736 | 0.020715 | 0.020694 | 0.020674 | 0.020653 | 0.020632 | 0.020612 | 0.020591 | 0.02057 | 0.02055 | 0.020529 | 0.020509
| Truck_M | Petrol | 0.062911 | 0.062848 | 0.062785 | 0.062722 | 0.062659 | 0.062597 | 0.062534 | 0.062471 | 0.062409 | 0.062347 | 0.062284 | 0.062222 | 0.06216 | 0.062098 | 0.062035 | 0.061973 | 0.061911 | 0.06185 | 0.061788 | 0.061726 | 0.061664 | 0.061603 | 0.061541 | 0.061479 | 0.061418 | 0.061357 | 0.061295 | 0.061234 | 0.061173 | 0.061111 | 0.06105 | 0.060989 | 0.060928
|  | Diesel | 0.062911 | 0.062848 | 0.062785 | 0.062722 | 0.062659 | 0.062597 | 0.062534 | 0.062471 | 0.062409 | 0.062347 | 0.062284 | 0.062222 | 0.06216 | 0.062098 | 0.062035 | 0.061973 | 0.061911 | 0.06185 | 0.061788 | 0.061726 | 0.061664 | 0.061603 | 0.061541 | 0.061479 | 0.061418 | 0.061357 | 0.061295 | 0.061234 | 0.061173 | 0.061111 | 0.06105 | 0.060989 | 0.060928
|  | BEV | 0.042392 | 0.042286 | 0.042181 | 0.042075 | 0.04197 | 0.041865 | 0.04176 | 0.041656 | 0.041552 | 0.041448 | 0.041344 | 0.041241 | 0.041138 | 0.041035 | 0.040932 | 0.04083 | 0.040728 | 0.040626 | 0.040525 | 0.040423 | 0.040322 | 0.040221 | 0.040121 | 0.040021 | 0.039921 | 0.039821 | 0.039721 | 0.039622 | 0.039523 | 0.039424 | 0.039325 | 0.039227 | 0.039129
|  | PHEV | 0.062911 | 0.062848 | 0.062785 | 0.062722 | 0.062659 | 0.062597 | 0.062534 | 0.062471 | 0.062409 | 0.062347 | 0.062284 | 0.062222 | 0.06216 | 0.062098 | 0.062035 | 0.061973 | 0.061911 | 0.06185 | 0.061788 | 0.061726 | 0.061664 | 0.061603 | 0.061541 | 0.061479 | 0.061418 | 0.061357 | 0.061295 | 0.061234 | 0.061173 | 0.061111 | 0.06105 | 0.060989 | 0.060928
| Truck_H | Petrol | 0.092202 | 0.09211 | 0.092018 | 0.091926 | 0.091834 | 0.091742 | 0.09165 | 0.091559 | 0.091467 | 0.091376 | 0.091284 | 0.091193 | 0.091102 | 0.091011 | 0.09092 | 0.090829 | 0.090738 | 0.090647 | 0.090557 | 0.090466 | 0.090376 | 0.090285 | 0.090195 | 0.090105 | 0.090015 | 0.089925 | 0.089835 | 0.089745 | 0.089655 | 0.089566 | 0.089476 | 0.089387 | 0.089297
|  | Diesel | 0.092202 | 0.09211 | 0.092018 | 0.091926 | 0.091834 | 0.091742 | 0.09165 | 0.091559 | 0.091467 | 0.091376 | 0.091284 | 0.091193 | 0.091102 | 0.091011 | 0.09092 | 0.090829 | 0.090738 | 0.090647 | 0.090557 | 0.090466 | 0.090376 | 0.090285 | 0.090195 | 0.090105 | 0.090015 | 0.089925 | 0.089835 | 0.089745 | 0.089655 | 0.089566 | 0.089476 | 0.089387 | 0.089297
|  | BEV | 0.062131 | 0.061975 | 0.06182 | 0.061666 | 0.061512 | 0.061358 | 0.061204 | 0.061051 | 0.060899 | 0.060746 | 0.060595 | 0.060443 | 0.060292 | 0.060141 | 0.059991 | 0.059841 | 0.059691 | 0.059542 | 0.059393 | 0.059245 | 0.059097 | 0.058949 | 0.058802 | 0.058655 | 0.058508 | 0.058362 | 0.058216 | 0.05807 | 0.057925 | 0.05778 | 0.057636 | 0.057492 | 0.057348
|  | PHEV | 0.092202 | 0.09211 | 0.092018 | 0.091926 | 0.091834 | 0.091742 | 0.09165 | 0.091559 | 0.091467 | 0.091376 | 0.091284 | 0.091193 | 0.091102 | 0.091011 | 0.09092 | 0.090829 | 0.090738 | 0.090647 | 0.090557 | 0.090466 | 0.090376 | 0.090285 | 0.090195 | 0.090105 | 0.090015 | 0.089925 | 0.089835 | 0.089745 | 0.089655 | 0.089566 | 0.089476 | 0.089387 | 0.089297
| Bus | Petrol | 0.062911 | 0.062848 | 0.062785 | 0.062722 | 0.062659 | 0.062597 | 0.062534 | 0.062471 | 0.062409 | 0.062347 | 0.062284 | 0.062222 | 0.06216 | 0.062098 | 0.062035 | 0.061973 | 0.061911 | 0.06185 | 0.061788 | 0.061726 | 0.061664 | 0.061603 | 0.061541 | 0.061479 | 0.061418 | 0.061357 | 0.061295 | 0.061234 | 0.061173 | 0.061111 | 0.06105 | 0.060989 | 0.060928
|  | Diesel | 0.062911 | 0.062848 | 0.062785 | 0.062722 | 0.062659 | 0.062597 | 0.062534 | 0.062471 | 0.062409 | 0.062347 | 0.062284 | 0.062222 | 0.06216 | 0.062098 | 0.062035 | 0.061973 | 0.061911 | 0.06185 | 0.061788 | 0.061726 | 0.061664 | 0.061603 | 0.061541 | 0.061479 | 0.061418 | 0.061357 | 0.061295 | 0.061234 | 0.061173 | 0.061111 | 0.06105 | 0.060989 | 0.060928
|  | BEV | 0.042392 | 0.042286 | 0.042181 | 0.042075 | 0.04197 | 0.041865 | 0.04176 | 0.041656 | 0.041552 | 0.041448 | 0.041344 | 0.041241 | 0.041138 | 0.041035 | 0.040932 | 0.04083 | 0.040728 | 0.040626 | 0.040525 | 0.040423 | 0.040322 | 0.040221 | 0.040121 | 0.040021 | 0.039921 | 0.039821 | 0.039721 | 0.039622 | 0.039523 | 0.039424 | 0.039325 | 0.039227 | 0.039129
|  | PHEV | 0.062911 | 0.062848 | 0.062785 | 0.062722 | 0.062659 | 0.062597 | 0.062534 | 0.062471 | 0.062409 | 0.062347 | 0.062284 | 0.062222 | 0.06216 | 0.062098 | 0.062035 | 0.061973 | 0.061911 | 0.06185 | 0.061788 | 0.061726 | 0.061664 | 0.061603 | 0.061541 | 0.061479 | 0.061418 | 0.061357 | 0.061295 | 0.061234 | 0.061173 | 0.061111 | 0.06105 | 0.060989 | 0.060928
Fuel prices (NZ$/l excl. GST) |  |  | 2018 | 2019 | 2020 | 2021 | 2022 | 2023 | 2024 | 2025 | 2026 | 2027 | 2028 | 2029 | 2030 | 2031 | 2032 | 2033 | 2034 | 2035 | 2036 | 2037 | 2038 | 2039 | 2040 | 2041 | 2042 | 2043 | 2044 | 2045 | 2046 | 2047 | 2048 | 2049 | 2050
Petrol
| Fuel (incl. refining and distribution), excl. GST |  | 1.2219 | 1.1891 | 0.96005 | 1.0635 | 1.1152 | 1.1669 | 1.1669 | 1.1669 | 1.1669 | 1.1669 | 1.1669 | 1.1669 | 1.1669 | 1.1669 | 1.1669 | 1.1669 | 1.1669 | 1.1669 | 1.1669 | 1.1669 | 1.1669 | 1.1669 | 1.1669 | 1.1669 | 1.1669 | 1.1669 | 1.1669 | 1.1669 | 1.1669 | 1.1669 | 1.1669 | 1.1669 | 1.1669
| Excise duty |  | 0.73784 | 0.73784 | 0.73784 | 0.73784 | 0.73784 | 0.73784 | 0.73784 | 0.73784 | 0.73784 | 0.73784 | 0.73784 | 0.73784 | 0.73784 | 0.73784 | 0.73784 | 0.73784 | 0.73784 | 0.73784 | 0.73784 | 0.73784 | 0.73784 | 0.73784 | 0.73784 | 0.73784 | 0.73784 | 0.73784 | 0.73784 | 0.73784 | 0.73784 | 0.73784 | 0.73784 | 0.73784 | 0.73784
| Total, excl. carbon and GST |  | 1.9597 | 1.927 | 1.6979 | 1.8013 | 1.853 | 1.9048 | 1.9048 | 1.9048 | 1.9048 | 1.9048 | 1.9048 | 1.9048 | 1.9048 | 1.9048 | 1.9048 | 1.9048 | 1.9048 | 1.9048 | 1.9048 | 1.9048 | 1.9048 | 1.9048 | 1.9048 | 1.9048 | 1.9048 | 1.9048 | 1.9048 | 1.9048 | 1.9048 | 1.9048 | 1.9048 | 1.9048 | 1.9048
Diesel
| Fuel (incl. refining and distribution) |  | 1.2219 | 1.1891 | 0.96005 | 1.0635 | 1.1152 | 1.1669 | 1.1669 | 1.1669 | 1.1669 | 1.1669 | 1.1669 | 1.1669 | 1.1669 | 1.1669 | 1.1669 | 1.1669 | 1.1669 | 1.1669 | 1.1669 | 1.1669 | 1.1669 | 1.1669 | 1.1669 | 1.1669 | 1.1669 | 1.1669 | 1.1669 | 1.1669 | 1.1669 | 1.1669 | 1.1669 | 1.1669 | 1.1669
Electricity
Modelled endogenously - refer to 'Modelled energy costs' worksheets for electricity prices by scenarios. Includes estimated charger costs per kWh. Assumes shift towards cost-reflective pricing and smarter charging patterns by 2030.
Road user charges for diesel and electric vehicles |  |  | 2018: $/1000 km excl. GST (constant); 2019: EVs exempt until
| LPV |  | 2018: 72; 2019: 2022
| LCV |  | 2018: 78; 2019: 2022
| MC |  | 2018: 54; 2019: 2022
| Med Truck |  | 2018: 245; 2019: 2028
| Heavy truck |  | 2018: 412; 2019: 2028
| Bus |  | 2018: 392; 2019: 2028
Total cost of ownership calculation parameters
| Time period (years) |  | 2018: 5
Discount rate | bar: 2018
| Depreciation rates | ICE | 2018: 14%
|  | EV | 2018: 17% in 2018, declining to 14% by 2045
ICE/EV choice function
Logit function with initial bias against EVs which dimishes as uptake increases. When EVs make up 0% of vehicle fleet, their average TCO must be 25% lower than the average ICE vehicle to achieve 50% market share (of newly imported vehicles), with only 8% market share at TCO parity. By the time EVs make up 50% of vehicle fleet, the bias is fully removed so that EVs achieve 50% market share at TCO parity.
Constraints on rate of growth in EV market share
| Current Policy Reference* | New imports | 2018: Market share can increase by 15% of previous year's value plus 1 percentage point
|  | Used imports | 2018: Market share can increase by 10% of previous year's value plus 1 percentage point
| Headwinds/Further Behaviour | New imports | 2018: Market share can increase by 20% of previous year's value plus 1.5 percentage points
|  | Used imports | 2018: Market share can increase by 15% of previous year's value plus 1 percentage point
| Tailwinds/Further Technology | New imports | 2018: Market share can increase by 100% of previous year's value plus 5 percentage points
|  | Used imports | 2018: Market share can increase by 30% of previous year's value plus 5 percentage points
| Our path to 2035 | New imports | 2018: Market share can increase by 60% of previous year's value plus 3 percentage points
|  | Used imports | 2018: Market share can increase by 30% of previous year's value plus 2 percentage points
Note | * For heavy trucks in the Current Policy Reference case, market share can increase by 15% of previous year's value plus 0.2 percentage points

## Non-road transport
Annual rate of improvement in ICE fuel efficiency
Rail (per tonne-km) | -0.07%
Coastal shipping (per tonne-km) | -1%
Local ferry (per passenger-km) | 0%
Domestic air (per passenger-km) | -1.25%
Activity baseline (Current Policy Reference) | 2018 | 2019 | 2020 | 2021 | 2022 | 2023 | 2024 | 2025 | 2026 | 2027 | 2028 | 2029 | 2030 | 2031 | 2032 | 2033 | 2034 | 2035 | 2036 | 2037 | 2038 | 2039 | 2040 | 2041 | 2042 | 2043 | 2044 | 2045 | 2046 | 2047 | 2048 | 2049 | 2050
Rail (million tonne-km) | 4.2141 | 4.2491 | 4.2842 | 4.3193 | 4.3544 | 4.3894 | 4.4255 | 4.4624 | 4.4994 | 4.5363 | 4.5733 | 4.6103 | 4.6472 | 4.6842 | 4.7211 | 4.7581 | 4.7913 | 4.8207 | 4.8501 | 4.8796 | 4.909 | 4.9384 | 4.9678 | 4.9972 | 5.0267 | 5.0561 | 5.084 | 5.1104 | 5.1368 | 5.1632 | 5.1895 | 5.2159 | 5.2423
Coastal shipping (million tonne-km) | 3.8166 | 3.8481 | 3.8796 | 3.9111 | 3.9426 | 3.9741 | 4.0048 | 4.0349 | 4.0649 | 4.0949 | 4.1249 | 4.1549 | 4.1849 | 4.215 | 4.245 | 4.275 | 4.3105 | 4.3516 | 4.3927 | 4.4337 | 4.4748 | 4.5158 | 4.5569 | 4.598 | 4.639 | 4.6801 | 4.7081 | 4.7231 | 4.7382 | 4.7532 | 4.7682 | 4.7832 | 4.7982
Local ferry (million passenger-km) | 84.1841 | 86.0601 | 88.2405 | 90.4209 | 92.6013 | 94.7817 | 96.9879 | 99.2198 | 101.4518 | 103.6837 | 105.9157 | 107.9219 | 109.7023 | 111.4828 | 113.2633 | 115.0438 | 116.9132 | 118.8716 | 120.83 | 122.7883 | 124.7467 | 126.6628 | 128.5367 | 130.4105 | 132.2843 | 134.1582 | 135.418 | 136.0637 | 136.7095 | 137.3552 | 138.0009 | 138.614 | 139.1944
Domestic air (million passenger-km) | 7196.5092 | 7379.4066 | 4541.5788 | 5584.5816 | 6320.5986 | 6737.4802 | 6880.3356 | 7085.6699 | 7291.0042 | 7496.3385 | 7701.6728 | 7877.9748 | 8025.2444 | 8172.5141 | 8319.7837 | 8467.0534 | 8609.5442 | 8747.2561 | 8884.9681 | 9022.6801 | 9160.392 | 9306.0051 | 9459.5192 | 9613.0333 | 9766.5475 | 9920.0616 | 10074.3541 | 10229.4249 | 10384.4957 | 10539.5665 | 10694.6374 | 10848.6754 | 11001.6806

## Modelled energy costs >
Notes:
Time-weighted average wholesale electricity costs are based on LCOE of marginal economic new source of generation to meet demand and displace fossil generation, limited by economic constraints on renewable energy to meet the physical constraints of the demand for flexible energy (for dry-year firming) and factored by the extent to which the 'peaking penalty' (i.e. generation-weighted average price / time-weighted aveage price) increases with higher proportions of variable renewable electricity. Higher carbon or fossil fuel costs, or lower renewable technology costs, will increase the extent to which it is economic to build renewables to displace thermal generation.
This calculation of marginal economic new source of generation is based on a market in equilibrium. It does not take account of situations of under-capacity as is the current case for the market due to unexpected interruption to gas supply (from Pohokura) and under-investment in new renewables due to uncertainty as to whether the Tiwai aluminium smelter will exit.
Likewise, modelled wholesale gas costs are based on the interaction of the costs of producing gas versus various consumers' willingness to pay, factored by the shadow price of future LNG import, for a market in equilibrium. It does not take into account potential step-changes causing dis-equilibrium, such as is currently being experienced with the unexpected interruption to Pohokura gas supply.
Average residential gas costs are shown in fully variablised terms, without distinguishing between fixed and variable charges.
Residential transmission and distribution gas costs are based on a continuation of current levels of network cost recovery, recovered from the modelled levels of gas demand. In scenarios with declining demand, this results in higher $/GJ gas prices for network cost recovery.

## Current Policy Reference
|  |  |  | 2020 | 2021 | 2022 | 2023 | 2024 | 2025 | 2026 | 2027 | 2028 | 2029 | 2030 | 2031 | 2032 | 2033 | 2034 | 2035 | 2036 | 2037 | 2038 | 2039 | 2040 | 2041 | 2042 | 2043 | 2044 | 2045 | 2046 | 2047 | 2048 | 2049 | 2050
Wholesale energy prices ($/GJ, excl. GST)
|  |  | Electricity | 64.7084 | 64.4064 | 64.1733 | 65.1992 | 65.5948 | 65.6889 | 65.5895 | 65.4313 | 65.2708 | 65.0324 | 64.6988 | 64.3678 | 64.0345 | 63.7144 | 63.7766 | 63.8637 | 63.9186 | 63.9797 | 64.0636 | 64.1706 | 64.2954 | 64.4324 | 64.5515 | 64.6886 | 64.8208 | 64.9307 | 65.2356 | 65.5227 | 65.7678 | 65.9845 | 66.1741
|  |  | Gas | 6.5678 | 6.5678 | 6.5678 | 6.5678 | 6.5678 | 6.5678 | 6.5678 | 6.5678 | 6.65 | 6.8875 | 7.8375 | 7.8375 | 7.8375 | 7.8375 | 7.8375 | 7.8375 | 7.8375 | 7.8375 | 7.8375 | 7.8375 | 7.8375 | 7.8375 | 7.8375 | 7.8375 | 7.8375 | 7.8375 | 7.8375 | 7.8375 | 7.8375 | 7.8375 | 7.8375
Cost-reflective fixed and variable charges for mass-market
| Fixed charge ($/day, excl. GST) | Network | Ag forest & fish | 1.9487 | 2.1016 | 2.2967 | 2.442 | 2.5979 | 2.7812 | 2.9636 | 3.1381 | 3.3022 | 3.4664 | 3.6308 | 3.6517 | 3.6733 | 3.6973 | 3.7214 | 3.7454 | 3.77 | 3.7843 | 3.8113 | 3.8398 | 3.8699 | 3.9033 | 3.9391 | 3.9776 | 4.0189 | 4.0642 | 4.113 | 4.1655 | 4.2224 | 4.2844 | 4.3522
|  |  | Commercial | 3.2517 | 3.453 | 3.7174 | 3.8903 | 4.0725 | 4.2913 | 4.5067 | 4.7078 | 4.8923 | 5.0758 | 5.2587 | 5.2505 | 5.2455 | 5.2458 | 5.2471 | 5.2487 | 5.2507 | 5.2376 | 5.2406 | 5.2439 | 5.2475 | 5.2545 | 5.2621 | 5.2703 | 5.2788 | 5.2885 | 5.2986 | 5.3084 | 5.3182 | 5.3281 | 5.3383
|  |  | Residential | 0.40205 | 0.48834 | 0.58342 | 0.66458 | 0.74719 | 0.83717 | 0.92651 | 1.0128 | 1.0953 | 1.1775 | 1.2594 | 1.2561 | 1.253 | 1.2511 | 1.2494 | 1.2477 | 1.2461 | 1.2409 | 1.2395 | 1.2381 | 1.2367 | 1.236 | 1.2354 | 1.2349 | 1.2345 | 1.2343 | 1.2343 | 1.2341 | 1.234 | 1.234 | 1.2345
|  | Retail | Ag forest & fish | 0.60982 | 0.65513 | 0.70045 | 0.74577 | 0.79109 | 0.83641 | 0.88173 | 0.92705 | 0.97237 | 1.0177 | 1.063 | 1.063 | 1.063 | 1.063 | 1.063 | 1.063 | 1.063 | 1.063 | 1.063 | 1.063 | 1.063 | 1.063 | 1.063 | 1.063 | 1.063 | 1.063 | 1.063 | 1.063 | 1.063 | 1.063 | 1.063
|  |  | Commercial | 1.0071 | 1.076 | 1.1449 | 1.2137 | 1.2826 | 1.3515 | 1.4204 | 1.4893 | 1.5581 | 1.627 | 1.6959 | 1.6959 | 1.6959 | 1.6959 | 1.6959 | 1.6959 | 1.6959 | 1.6959 | 1.6959 | 1.6959 | 1.6959 | 1.6959 | 1.6959 | 1.6959 | 1.6959 | 1.6959 | 1.6959 | 1.6959 | 1.6959 | 1.6959 | 1.6959
|  |  | Residential | 0.33934 | 0.4117 | 0.48407 | 0.55644 | 0.62881 | 0.70117 | 0.77354 | 0.84591 | 0.91828 | 0.99065 | 1.063 | 1.063 | 1.063 | 1.063 | 1.063 | 1.063 | 1.063 | 1.063 | 1.063 | 1.063 | 1.063 | 1.063 | 1.063 | 1.063 | 1.063 | 1.063 | 1.063 | 1.063 | 1.063 | 1.063 | 1.063
|  | Total | Ag forest & fish | 1.9487 | 2.1016 | 2.2967 | 2.442 | 2.5979 | 2.7812 | 2.9636 | 3.1381 | 3.3022 | 3.4664 | 3.6308 | 3.6517 | 3.6733 | 3.6973 | 3.7214 | 3.7454 | 3.77 | 3.7843 | 3.8113 | 3.8398 | 3.8699 | 3.9033 | 3.9391 | 3.9776 | 4.0189 | 4.0642 | 4.113 | 4.1655 | 4.2224 | 4.2844 | 4.3522
|  |  | Commercial | 3.2517 | 3.453 | 3.7174 | 3.8903 | 4.0725 | 4.2913 | 4.5067 | 4.7078 | 4.8923 | 5.0758 | 5.2587 | 5.2505 | 5.2455 | 5.2458 | 5.2471 | 5.2487 | 5.2507 | 5.2376 | 5.2406 | 5.2439 | 5.2475 | 5.2545 | 5.2621 | 5.2703 | 5.2788 | 5.2885 | 5.2986 | 5.3084 | 5.3182 | 5.3281 | 5.3383
|  |  | Residential | 0.40205 | 0.48834 | 0.58342 | 0.66458 | 0.74719 | 0.83717 | 0.92651 | 1.0128 | 1.0953 | 1.1775 | 1.2594 | 1.2561 | 1.253 | 1.2511 | 1.2494 | 1.2477 | 1.2461 | 1.2409 | 1.2395 | 1.2381 | 1.2367 | 1.236 | 1.2354 | 1.2349 | 1.2345 | 1.2343 | 1.2343 | 1.2341 | 1.234 | 1.234 | 1.2345
| Variable charge (c/kWh, excl. GST) | Energy | Ag forest & fish | 8.6738 | 8.7118 | 8.2734 | 7.6414 | 6.4239 | 5.7522 | 5.3314 | 5.0966 | 5.719 | 6.3114 | 6.7766 | 7.0086 | 6.9677 | 6.9275 | 6.9011 | 6.8891 | 6.8873 | 6.8957 | 6.9047 | 6.9143 | 6.9258 | 6.9395 | 6.9541 | 6.9697 | 6.9854 | 7.0005 | 7.0204 | 7.0444 | 7.0713 | 7.101 | 7.1275
|  |  | Commercial | 8.6738 | 8.7118 | 8.2734 | 7.6414 | 6.4239 | 5.7522 | 5.3314 | 5.0966 | 5.719 | 6.3114 | 6.7766 | 7.0086 | 6.9677 | 6.9275 | 6.9011 | 6.8891 | 6.8873 | 6.8957 | 6.9047 | 6.9143 | 6.9258 | 6.9395 | 6.9541 | 6.9697 | 6.9854 | 7.0005 | 7.0204 | 7.0444 | 7.0713 | 7.101 | 7.1275
|  |  | Residential | 8.7582 | 8.797 | 8.3536 | 7.7194 | 6.4944 | 5.8196 | 5.3987 | 5.1657 | 5.7985 | 6.3995 | 6.8704 | 7.104 | 7.0612 | 7.0197 | 6.9927 | 6.9808 | 6.9792 | 6.9879 | 6.9973 | 7.0072 | 7.0191 | 7.0332 | 7.0483 | 7.0643 | 7.0805 | 7.096 | 7.1165 | 7.141 | 7.1685 | 7.1988 | 7.226
|  | Network | Ag forest & fish | 5.4255 | 5.3002 | 5.2345 | 5.0331 | 4.8549 | 4.7264 | 4.5871 | 4.4297 | 4.2566 | 4.086 | 3.9171 | 3.9043 | 3.8911 | 3.8807 | 3.8706 | 3.86 | 3.849 | 3.826 | 3.8143 | 3.802 | 3.789 | 3.7745 | 3.7593 | 3.7435 | 3.7269 | 3.7099 | 3.6918 | 3.6722 | 3.6512 | 3.6287 | 3.6047
|  |  | Commercial | 4.9325 | 4.8324 | 4.7882 | 4.6217 | 4.4752 | 4.373 | 4.2598 | 4.1294 | 3.9835 | 3.8393 | 3.6962 | 3.6888 | 3.6808 | 3.6754 | 3.6706 | 3.6656 | 3.6609 | 3.6454 | 3.6411 | 3.6368 | 3.6327 | 3.6274 | 3.6225 | 3.6179 | 3.6136 | 3.6101 | 3.6068 | 3.6034 | 3.6002 | 3.5971 | 3.5943
|  |  | Residential | 10.6932 | 10.3291 | 10.0987 | 9.6062 | 9.1511 | 8.781 | 8.3879 | 7.9596 | 7.5013 | 7.0449 | 6.5899 | 6.5817 | 6.5737 | 6.5707 | 6.5685 | 6.5664 | 6.5645 | 6.5438 | 6.5428 | 6.542 | 6.5415 | 6.5389 | 6.5368 | 6.5355 | 6.5345 | 6.5349 | 6.5357 | 6.5363 | 6.5369 | 6.5376 | 6.5372
|  | Retail | Ag forest & fish | 0.54328 | 0.48602 | 0.42716 | 0.36887 | 0.31222 | 0.25725 | 0.20351 | 0.15097 | 0.099604 | 0.049331 | 0 | 0 | 0 | 0 | 0 | 0 | 0 | 0 | 0 | 0 | 0 | 0 | 0 | 0 | 0 | 0 | 0 | 0 | 0 | 0 | 0
|  |  | Commercial | 0.48373 | 0.43667 | 0.38752 | 0.33862 | 0.2902 | 0.2421 | 0.19374 | 0.14529 | 0.096825 | 0.048411 | 0 | 0 | 0 | 0 | 0 | 0 | 0 | 0 | 0 | 0 | 0 | 0 | 0 | 0 | 0 | 0 | 0 | 0 | 0 | 0 | 0
|  |  | Residential | 3.7132 | 3.3487 | 2.9828 | 2.6157 | 2.247 | 1.8766 | 1.5043 | 1.1304 | 0.75496 | 0.3781 | 0 | 0 | 0 | 0 | 0 | 0 | 0 | 0 | 0 | 0 | 0 | 0 | 0 | 0 | 0 | 0 | 0 | 0 | 0 | 0 | 0
|  | Total | Ag forest & fish | 14.6426 | 14.498 | 13.935 | 13.0433 | 11.591 | 10.7358 | 10.1219 | 9.6773 | 10.0752 | 10.4467 | 10.6937 | 10.913 | 10.8587 | 10.8082 | 10.7717 | 10.7491 | 10.7363 | 10.7217 | 10.719 | 10.7163 | 10.7148 | 10.7139 | 10.7134 | 10.7132 | 10.7123 | 10.7103 | 10.7123 | 10.7166 | 10.7225 | 10.7297 | 10.7323
|  |  | Commercial | 14.09 | 13.9808 | 13.4491 | 12.6017 | 11.1893 | 10.3674 | 9.7849 | 9.3712 | 9.7993 | 10.1991 | 10.4728 | 10.6974 | 10.6484 | 10.6029 | 10.5717 | 10.5547 | 10.5482 | 10.5411 | 10.5458 | 10.5511 | 10.5585 | 10.5669 | 10.5766 | 10.5876 | 10.599 | 10.6105 | 10.6272 | 10.6478 | 10.6714 | 10.6981 | 10.7218
|  |  | Residential | 23.1646 | 22.4748 | 21.435 | 19.9413 | 17.8925 | 16.4772 | 15.291 | 14.2557 | 14.0547 | 13.8225 | 13.4603 | 13.6856 | 13.6349 | 13.5903 | 13.5612 | 13.5471 | 13.5437 | 13.5317 | 13.54 | 13.5492 | 13.5606 | 13.5721 | 13.5851 | 13.5997 | 13.615 | 13.6309 | 13.6523 | 13.6773 | 13.7055 | 13.7364 | 13.7632
Residential gas bill breakdown ($/GJ, excl. GST)
|  |  | Wholesale | 8.2098 | 8.2098 | 8.2098 | 8.2098 | 8.2098 | 8.2098 | 8.2098 | 8.2098 | 8.3125 | 8.6094 | 9.7969 | 9.7969 | 9.7969 | 9.7969 | 9.7969 | 9.7969 | 9.7969 | 9.7969 | 9.7969 | 9.7969 | 9.7969 | 9.7969 | 9.7969 | 9.7969 | 9.7969 | 9.7969 | 9.7969 | 9.7969 | 9.7969 | 9.7969 | 9.7969
|  |  | Carbon | 1.5987 | 1.8652 | 1.8652 | 1.8652 | 1.8652 | 1.8652 | 1.8652 | 1.8652 | 1.8652 | 1.8652 | 1.8652 | 1.8652 | 1.8652 | 1.8652 | 1.8652 | 1.8652 | 1.8652 | 1.8652 | 1.8652 | 1.8652 | 1.8652 | 1.8652 | 1.8652 | 1.8652 | 1.8652 | 1.8652 | 1.8652 | 1.8652 | 1.8652 | 1.8652 | 1.8652
|  |  | Transmission | 1.7416 | 1.8042 | 1.8559 | 1.9091 | 2.0293 | 2.1867 | 2.3218 | 2.3767 | 2.3258 | 2.2726 | 2.2117 | 2.1407 | 2.148 | 2.1558 | 2.161 | 2.1664 | 2.1732 | 2.1802 | 2.1868 | 2.1936 | 2.2 | 2.2063 | 2.2129 | 2.2192 | 2.2257 | 2.2324 | 2.2375 | 2.2427 | 2.2483 | 2.2546 | 2.2615
|  |  | Distribution | 11.3384 | 11.5109 | 11.6897 | 11.6274 | 11.5559 | 11.4839 | 11.423 | 11.3731 | 11.3338 | 11.3049 | 11.2884 | 11.2861 | 11.3053 | 11.3348 | 11.3685 | 11.4059 | 11.4449 | 11.4848 | 11.5255 | 11.5669 | 11.609 | 11.6517 | 11.6947 | 11.7383 | 11.7824 | 11.8271 | 11.8723 | 11.9181 | 11.9642 | 12.0166 | 12.0902
|  |  | Retail | 13.8901 | 13.8901 | 13.8901 | 13.8901 | 13.8901 | 13.8901 | 13.8901 | 13.8901 | 13.8901 | 13.8901 | 13.8901 | 13.8901 | 13.8901 | 13.8901 | 13.8901 | 13.8901 | 13.8901 | 13.8901 | 13.8901 | 13.8901 | 13.8901 | 13.8901 | 13.8901 | 13.8901 | 13.8901 | 13.8901 | 13.8901 | 13.8901 | 13.8901 | 13.8901 | 13.8901
|  |  | Total | 36.7786 | 37.2802 | 37.5106 | 37.5015 | 37.5502 | 37.6356 | 37.7099 | 37.7149 | 37.7275 | 37.9421 | 39.0523 | 38.9789 | 39.0055 | 39.0427 | 39.0816 | 39.1244 | 39.1703 | 39.2171 | 39.2644 | 39.3127 | 39.3612 | 39.4101 | 39.4598 | 39.5096 | 39.5602 | 39.6116 | 39.662 | 39.713 | 39.7647 | 39.8233 | 39.9038
Weighted average electricity cost for electric vehicles, including network and charger costs ($/kWh, excl. GST)
|  |  | LPV | 0.23936 | 0.23451 | 0.22927 | 0.22367 | 0.2189 | 0.21307 | 0.2065 | 0.19928 | 0.19156 | 0.18337 | 0.17465 | 0.17294 | 0.17129 | 0.16969 | 0.16816 | 0.16705 | 0.16601 | 0.16498 | 0.164 | 0.16308 | 0.16221 | 0.16141 | 0.16065 | 0.1599 | 0.1592 | 0.15853 | 0.15786 | 0.15741 | 0.15697 | 0.15652 | 0.15606
|  |  | LCV | 0.22731 | 0.22162 | 0.21569 | 0.20956 | 0.20429 | 0.19821 | 0.1916 | 0.18456 | 0.17721 | 0.16961 | 0.16167 | 0.16035 | 0.15906 | 0.15779 | 0.15656 | 0.15568 | 0.15485 | 0.15401 | 0.1532 | 0.15243 | 0.1517 | 0.151 | 0.15033 | 0.14966 | 0.14903 | 0.1484 | 0.14777 | 0.14733 | 0.14689 | 0.14642 | 0.14594
|  |  | MC | 0.23936 | 0.23451 | 0.22927 | 0.22367 | 0.2189 | 0.21307 | 0.2065 | 0.19928 | 0.19156 | 0.18337 | 0.17465 | 0.17294 | 0.17129 | 0.16969 | 0.16816 | 0.16705 | 0.16601 | 0.16498 | 0.164 | 0.16308 | 0.16221 | 0.16141 | 0.16065 | 0.1599 | 0.1592 | 0.15853 | 0.15786 | 0.15741 | 0.15697 | 0.15652 | 0.15606
|  |  | Truck_M | 0.16798 | 0.1641 | 0.16029 | 0.15659 | 0.1539 | 0.15076 | 0.14744 | 0.14402 | 0.14059 | 0.13721 | 0.13382 | 0.13251 | 0.13126 | 0.13004 | 0.12888 | 0.12802 | 0.12721 | 0.12641 | 0.12565 | 0.12494 | 0.12427 | 0.12364 | 0.12305 | 0.12246 | 0.12191 | 0.12139 | 0.12086 | 0.12049 | 0.12013 | 0.11975 | 0.11937
|  |  | Truck_H | 0.16614 | 0.16191 | 0.15796 | 0.1543 | 0.15176 | 0.14896 | 0.14613 | 0.14333 | 0.14064 | 0.1381 | 0.13564 | 0.13369 | 0.13186 | 0.13014 | 0.12853 | 0.12727 | 0.12611 | 0.125 | 0.12397 | 0.12301 | 0.12213 | 0.12132 | 0.12056 | 0.11984 | 0.11917 | 0.11854 | 0.11793 | 0.11749 | 0.11706 | 0.11663 | 0.11621
|  |  | Bus | 0.15034 | 0.14893 | 0.14755 | 0.14623 | 0.14577 | 0.14489 | 0.14383 | 0.14265 | 0.14144 | 0.14024 | 0.13899 | 0.13833 | 0.13768 | 0.13704 | 0.13641 | 0.13605 | 0.13571 | 0.13536 | 0.13502 | 0.1347 | 0.1344 | 0.13412 | 0.13386 | 0.13359 | 0.13333 | 0.13308 | 0.13282 | 0.13269 | 0.13255 | 0.13239 | 0.13222
LPG price ($/GJ, excl. GST)
|  |  | Residential | 47.9003 | 50.7193 | 51.9777 | 53.2361 | 53.2361 | 53.2361 | 53.2361 | 53.2361 | 53.2361 | 53.2361 | 53.2361 | 53.2361 | 53.2361 | 53.2361 | 53.2361 | 53.2361 | 53.2361 | 53.2361 | 53.2361 | 53.2361 | 53.2361 | 53.2361 | 53.2361 | 53.2361 | 53.2361 | 53.2361 | 53.2361 | 53.2361 | 53.2361 | 53.2361 | 53.2361
|  |  | Commercial | 37.9003 | 40.7193 | 41.9777 | 43.2361 | 43.2361 | 43.2361 | 43.2361 | 43.2361 | 43.2361 | 43.2361 | 43.2361 | 43.2361 | 43.2361 | 43.2361 | 43.2361 | 43.2361 | 43.2361 | 43.2361 | 43.2361 | 43.2361 | 43.2361 | 43.2361 | 43.2361 | 43.2361 | 43.2361 | 43.2361 | 43.2361 | 43.2361 | 43.2361 | 43.2361 | 43.2361
|  |  | Industrial | 30.9003 | 33.7193 | 34.9777 | 36.2361 | 36.2361 | 36.2361 | 36.2361 | 36.2361 | 36.2361 | 36.2361 | 36.2361 | 36.2361 | 36.2361 | 36.2361 | 36.2361 | 36.2361 | 36.2361 | 36.2361 | 36.2361 | 36.2361 | 36.2361 | 36.2361 | 36.2361 | 36.2361 | 36.2361 | 36.2361 | 36.2361 | 36.2361 | 36.2361 | 36.2361 | 36.2361

## Headwinds
|  |  |  | 2020 | 2021 | 2022 | 2023 | 2024 | 2025 | 2026 | 2027 | 2028 | 2029 | 2030 | 2031 | 2032 | 2033 | 2034 | 2035 | 2036 | 2037 | 2038 | 2039 | 2040 | 2041 | 2042 | 2043 | 2044 | 2045 | 2046 | 2047 | 2048 | 2049 | 2050
Wholesale energy prices ($/GJ, excl. GST)
|  |  | Electricity | 64.7084 | 64.4064 | 64.1768 | 65.2057 | 65.6031 | 65.6977 | 65.6046 | 65.4451 | 65.2776 | 65.0114 | 65.0449 | 65.6226 | 66.2767 | 67.0154 | 67.434 | 67.797 | 68.2767 | 68.7947 | 69.2151 | 69.5428 | 69.8253 | 70.1215 | 70.4468 | 70.8904 | 71.2992 | 71.606 | 71.8306 | 72.0333 | 72.164 | 72.3936 | 72.5393
|  |  | Gas | 6.5678 | 6.5678 | 6.5678 | 6.5678 | 6.5678 | 6.5678 | 6.5678 | 6.5678 | 6.65 | 6.8875 | 7.8375 | 7.8375 | 7.8375 | 7.8375 | 7.8375 | 7.8375 | 7.8375 | 7.8375 | 7.8375 | 7.8375 | 7.8375 | 7.8375 | 7.8375 | 7.8375 | 7.8375 | 7.8375 | 7.8375 | 7.8375 | 7.8375 | 7.8375 | 7.8375
Cost-reflective fixed and variable charges for mass-market
| Fixed charge ($/day, excl. GST) | Network | Ag forest & fish | 1.948 | 2.0999 | 2.2937 | 2.4385 | 2.5952 | 2.7796 | 2.9623 | 3.1387 | 3.3052 | 3.4746 | 3.6489 | 3.6814 | 3.7161 | 3.7516 | 3.7895 | 3.832 | 3.8799 | 3.9235 | 3.9876 | 4.062 | 4.1484 | 4.2523 | 4.3577 | 4.4618 | 4.5637 | 4.6635 | 4.7637 | 4.8609 | 4.9536 | 5.0404 | 5.1243
|  |  | Commercial | 3.2444 | 3.4367 | 3.6899 | 3.8514 | 4.0241 | 4.2332 | 4.4378 | 4.6313 | 4.8092 | 4.9893 | 5.1734 | 5.1703 | 5.17 | 5.1679 | 5.1654 | 5.1639 | 5.1626 | 5.1475 | 5.1482 | 5.1524 | 5.1609 | 5.1883 | 5.2185 | 5.2497 | 5.2809 | 5.3113 | 5.3429 | 5.3739 | 5.4051 | 5.4354 | 5.469
|  |  | Residential | 0.40199 | 0.48808 | 0.5829 | 0.66368 | 0.74593 | 0.83518 | 0.92308 | 1.0082 | 1.0894 | 1.1708 | 1.253 | 1.2507 | 1.2488 | 1.2466 | 1.2445 | 1.2431 | 1.2423 | 1.2385 | 1.2384 | 1.2382 | 1.2378 | 1.2397 | 1.2451 | 1.2507 | 1.2563 | 1.2618 | 1.2675 | 1.2731 | 1.2789 | 1.2844 | 1.29
|  | Retail | Ag forest & fish | 0.60982 | 0.65513 | 0.70045 | 0.74577 | 0.79109 | 0.83641 | 0.88173 | 0.92705 | 0.97237 | 1.0177 | 1.063 | 1.063 | 1.063 | 1.063 | 1.063 | 1.063 | 1.063 | 1.063 | 1.063 | 1.063 | 1.063 | 1.063 | 1.063 | 1.063 | 1.063 | 1.063 | 1.063 | 1.063 | 1.063 | 1.063 | 1.063
|  |  | Commercial | 1.0071 | 1.076 | 1.1449 | 1.2137 | 1.2826 | 1.3515 | 1.4204 | 1.4893 | 1.5581 | 1.627 | 1.6959 | 1.6959 | 1.6959 | 1.6959 | 1.6959 | 1.6959 | 1.6959 | 1.6959 | 1.6959 | 1.6959 | 1.6959 | 1.6959 | 1.6959 | 1.6959 | 1.6959 | 1.6959 | 1.6959 | 1.6959 | 1.6959 | 1.6959 | 1.6959
|  |  | Residential | 0.33934 | 0.4117 | 0.48407 | 0.55644 | 0.62881 | 0.70117 | 0.77354 | 0.84591 | 0.91828 | 0.99065 | 1.063 | 1.063 | 1.063 | 1.063 | 1.063 | 1.063 | 1.063 | 1.063 | 1.063 | 1.063 | 1.063 | 1.063 | 1.063 | 1.063 | 1.063 | 1.063 | 1.063 | 1.063 | 1.063 | 1.063 | 1.063
|  | Total | Ag forest & fish | 1.948 | 2.0999 | 2.2937 | 2.4385 | 2.5952 | 2.7796 | 2.9623 | 3.1387 | 3.3052 | 3.4746 | 3.6489 | 3.6814 | 3.7161 | 3.7516 | 3.7895 | 3.832 | 3.8799 | 3.9235 | 3.9876 | 4.062 | 4.1484 | 4.2523 | 4.3577 | 4.4618 | 4.5637 | 4.6635 | 4.7637 | 4.8609 | 4.9536 | 5.0404 | 5.1243
|  |  | Commercial | 3.2444 | 3.4367 | 3.6899 | 3.8514 | 4.0241 | 4.2332 | 4.4378 | 4.6313 | 4.8092 | 4.9893 | 5.1734 | 5.1703 | 5.17 | 5.1679 | 5.1654 | 5.1639 | 5.1626 | 5.1475 | 5.1482 | 5.1524 | 5.1609 | 5.1883 | 5.2185 | 5.2497 | 5.2809 | 5.3113 | 5.3429 | 5.3739 | 5.4051 | 5.4354 | 5.469
|  |  | Residential | 0.40199 | 0.48808 | 0.5829 | 0.66368 | 0.74593 | 0.83518 | 0.92308 | 1.0082 | 1.0894 | 1.1708 | 1.253 | 1.2507 | 1.2488 | 1.2466 | 1.2445 | 1.2431 | 1.2423 | 1.2385 | 1.2384 | 1.2382 | 1.2378 | 1.2397 | 1.2451 | 1.2507 | 1.2563 | 1.2618 | 1.2675 | 1.2731 | 1.2789 | 1.2844 | 1.29
| Variable charge (c/kWh, excl. GST) | Energy | Ag forest & fish | 8.6743 | 8.7129 | 8.2751 | 7.6437 | 6.4264 | 5.8194 | 5.5589 | 5.588 | 6.2043 | 6.7291 | 7.0449 | 7.054 | 7.0868 | 7.1461 | 7.2153 | 7.2766 | 7.3335 | 7.3846 | 7.4358 | 7.4861 | 7.5311 | 7.5703 | 7.6069 | 7.6467 | 7.6897 | 7.7331 | 7.7736 | 7.8077 | 7.834 | 7.8578 | 7.8788
|  |  | Commercial | 8.6743 | 8.7129 | 8.2751 | 7.6437 | 6.4264 | 5.8194 | 5.5589 | 5.588 | 6.2043 | 6.7291 | 7.0449 | 7.054 | 7.0868 | 7.1461 | 7.2153 | 7.2766 | 7.3335 | 7.3846 | 7.4358 | 7.4861 | 7.5311 | 7.5703 | 7.6069 | 7.6467 | 7.6897 | 7.7331 | 7.7736 | 7.8077 | 7.834 | 7.8578 | 7.8788
|  |  | Residential | 8.7589 | 8.7982 | 8.3555 | 7.7221 | 6.4973 | 5.8875 | 5.6284 | 5.6618 | 6.2874 | 6.82 | 7.1405 | 7.1504 | 7.1847 | 7.2456 | 7.3165 | 7.3791 | 7.4372 | 7.4895 | 7.542 | 7.5934 | 7.6396 | 7.6799 | 7.7175 | 7.7584 | 7.8026 | 7.8471 | 7.8887 | 7.9238 | 7.951 | 7.9754 | 7.997
|  | Network | Ag forest & fish | 5.4315 | 5.3109 | 5.2501 | 5.0517 | 4.8753 | 4.7456 | 4.6013 | 4.4408 | 4.2644 | 4.0925 | 3.925 | 3.9136 | 3.9013 | 3.8859 | 3.8682 | 3.849 | 3.8274 | 3.792 | 3.7655 | 3.7345 | 3.6983 | 3.6542 | 3.6131 | 3.5757 | 3.541 | 3.508 | 3.4776 | 3.4492 | 3.424 | 3.4011 | 3.3796
|  |  | Commercial | 4.9438 | 4.8535 | 4.8196 | 4.6618 | 4.5222 | 4.4233 | 4.3088 | 4.1778 | 4.0307 | 3.887 | 3.747 | 3.7449 | 3.7428 | 3.7393 | 3.7356 | 3.7327 | 3.7302 | 3.7178 | 3.7169 | 3.7143 | 3.7095 | 3.6958 | 3.6828 | 3.6708 | 3.6592 | 3.6475 | 3.637 | 3.6265 | 3.6168 | 3.6071 | 3.5962
|  |  | Residential | 10.7052 | 10.3508 | 10.1303 | 9.6456 | 9.1983 | 8.8318 | 8.4358 | 8.0076 | 7.5486 | 7.095 | 6.6471 | 6.6498 | 6.6529 | 6.653 | 6.652 | 6.6505 | 6.6478 | 6.6265 | 6.6258 | 6.625 | 6.6238 | 6.6104 | 6.5877 | 6.567 | 6.5468 | 6.5264 | 6.508 | 6.4896 | 6.4723 | 6.4548 | 6.4375
|  | Retail | Ag forest & fish | 0.54407 | 0.4874 | 0.429 | 0.37078 | 0.31386 | 0.25843 | 0.20423 | 0.15132 | 0.099699 | 0.049292 | 0 | 0 | 0 | 0 | 0 | 0 | 0 | 0 | 0 | 0 | 0 | 0 | 0 | 0 | 0 | 0 | 0 | 0 | 0 | 0 | 0
|  |  | Commercial | 0.48594 | 0.44067 | 0.39298 | 0.345 | 0.29678 | 0.24825 | 0.19901 | 0.14942 | 0.099666 | 0.049862 | 0 | 0 | 0 | 0 | 0 | 0 | 0 | 0 | 0 | 0 | 0 | 0 | 0 | 0 | 0 | 0 | 0 | 0 | 0 | 0 | 0
|  |  | Residential | 3.7181 | 3.3577 | 2.9949 | 2.6301 | 2.2625 | 1.892 | 1.5186 | 1.1424 | 0.76384 | 0.38296 | 0 | 0 | 0 | 0 | 0 | 0 | 0 | 0 | 0 | 0 | 0 | 0 | 0 | 0 | 0 | 0 | 0 | 0 | 0 | 0 | 0
|  | Total | Ag forest & fish | 14.65 | 14.5112 | 13.9542 | 13.0662 | 11.6155 | 10.8234 | 10.3644 | 10.1801 | 10.5684 | 10.8709 | 10.9699 | 10.9676 | 10.9882 | 11.032 | 11.0835 | 11.1256 | 11.1609 | 11.1766 | 11.2013 | 11.2206 | 11.2295 | 11.2245 | 11.22 | 11.2223 | 11.2308 | 11.241 | 11.2513 | 11.2568 | 11.2581 | 11.2588 | 11.2584
|  |  | Commercial | 14.1041 | 14.0071 | 13.4877 | 12.6505 | 11.2454 | 10.491 | 10.0666 | 9.9152 | 10.3346 | 10.666 | 10.7919 | 10.7989 | 10.8296 | 10.8854 | 10.9508 | 11.0093 | 11.0636 | 11.1024 | 11.1527 | 11.2004 | 11.2406 | 11.2661 | 11.2897 | 11.3174 | 11.349 | 11.3806 | 11.4106 | 11.4342 | 11.4508 | 11.4648 | 11.475
|  |  | Residential | 23.1822 | 22.5067 | 21.4806 | 19.9978 | 17.958 | 16.6113 | 15.5828 | 14.8118 | 14.5998 | 14.2979 | 13.7876 | 13.8002 | 13.8376 | 13.8986 | 13.9685 | 14.0296 | 14.0849 | 14.116 | 14.1678 | 14.2185 | 14.2634 | 14.2902 | 14.3053 | 14.3254 | 14.3494 | 14.3734 | 14.3967 | 14.4133 | 14.4233 | 14.4303 | 14.4345
Residential gas bill breakdown ($/GJ, excl. GST)
|  |  | Wholesale | 8.2098 | 8.2098 | 8.2098 | 8.2098 | 8.2098 | 8.2098 | 8.2098 | 8.2098 | 8.3125 | 8.6094 | 9.7969 | 9.7969 | 9.7969 | 9.7969 | 9.7969 | 9.7969 | 9.7969 | 9.7969 | 9.7969 | 9.7969 | 9.7969 | 9.7969 | 9.7969 | 9.7969 | 9.7969 | 9.7969 | 9.7969 | 9.7969 | 9.7969 | 9.7969 | 9.7969
|  |  | Carbon | 1.5987 | 2.1765 | 2.7542 | 3.332 | 3.9098 | 4.4875 | 5.0653 | 5.6431 | 6.2208 | 6.7986 | 7.3763 | 7.5976 | 7.8256 | 8.0603 | 8.3021 | 8.5512 | 8.8077 | 9.072 | 9.3441 | 9.6245 | 9.9132 | 10.2106 | 10.5169 | 10.8324 | 11.1574 | 11.4921 | 11.8369 | 12.192 | 12.5577 | 12.9345 | 13.3225
|  |  | Transmission | 1.7434 | 1.8133 | 1.8712 | 1.9335 | 2.0737 | 2.1453 | 2.2715 | 2.3069 | 2.2894 | 2.3261 | 2.3744 | 2.4875 | 2.5374 | 2.5872 | 2.6472 | 2.7125 | 2.8408 | 2.9776 | 3.07 | 3.1838 | 3.3014 | 3.44 | 3.6117 | 3.855 | 4.1472 | 4.5964 | 5.2137 | 5.8322 | 6.6147 | 7.4358 | 8.1776
|  |  | Distribution | 11.3651 | 11.5668 | 11.7761 | 11.7506 | 11.7295 | 11.7216 | 11.7347 | 11.7664 | 11.815 | 11.881 | 11.9702 | 12.0822 | 12.2185 | 12.3698 | 12.5358 | 12.7376 | 12.9725 | 13.23 | 13.4927 | 13.7866 | 14.1106 | 14.5818 | 15.3562 | 16.2418 | 17.2441 | 18.4248 | 19.8034 | 21.3433 | 23.1641 | 25.317 | 27.8009
|  |  | Retail | 13.8901 | 13.8901 | 13.8901 | 13.8901 | 13.8901 | 13.8901 | 13.8901 | 13.8901 | 13.8901 | 13.8901 | 13.8901 | 13.8901 | 13.8901 | 13.8901 | 13.8901 | 13.8901 | 13.8901 | 13.8901 | 13.8901 | 13.8901 | 13.8901 | 13.8901 | 13.8901 | 13.8901 | 13.8901 | 13.8901 | 13.8901 | 13.8901 | 13.8901 | 13.8901 | 13.8901
|  |  | Total | 36.807 | 37.6565 | 38.5014 | 39.1159 | 39.8129 | 40.4543 | 41.1714 | 41.8162 | 42.5278 | 43.5051 | 45.4079 | 45.8544 | 46.2684 | 46.7043 | 47.1722 | 47.6883 | 48.3081 | 48.9666 | 49.5938 | 50.2819 | 51.0122 | 51.9195 | 53.1718 | 54.6162 | 56.2357 | 58.2004 | 60.541 | 63.0545 | 66.0236 | 69.3743 | 72.9881
Weighted average electricity cost for electric vehicles, including network and charger costs ($/kWh, excl. GST)
|  |  | LPV | 0.23925 | 0.23438 | 0.22912 | 0.2235 | 0.21872 | 0.21287 | 0.20629 | 0.19907 | 0.19134 | 0.18315 | 0.17439 | 0.17306 | 0.17231 | 0.1717 | 0.17122 | 0.17046 | 0.1697 | 0.16909 | 0.16855 | 0.16797 | 0.16732 | 0.16667 | 0.16607 | 0.16552 | 0.16512 | 0.16472 | 0.16425 | 0.16371 | 0.16319 | 0.16262 | 0.16217
|  |  | LCV | 0.22637 | 0.22047 | 0.21436 | 0.20807 | 0.20264 | 0.19642 | 0.1897 | 0.18258 | 0.17516 | 0.16749 | 0.1595 | 0.15851 | 0.15801 | 0.1576 | 0.15728 | 0.15672 | 0.15612 | 0.15565 | 0.15523 | 0.15475 | 0.15421 | 0.15365 | 0.15312 | 0.15263 | 0.15226 | 0.15187 | 0.15141 | 0.1509 | 0.15038 | 0.14982 | 0.14936
|  |  | MC | 0.23925 | 0.23438 | 0.22912 | 0.2235 | 0.21872 | 0.21287 | 0.20629 | 0.19907 | 0.19134 | 0.18315 | 0.17439 | 0.17306 | 0.17231 | 0.1717 | 0.17122 | 0.17046 | 0.1697 | 0.16909 | 0.16855 | 0.16797 | 0.16732 | 0.16667 | 0.16607 | 0.16552 | 0.16512 | 0.16472 | 0.16425 | 0.16371 | 0.16319 | 0.16262 | 0.16217
|  |  | Truck_M | 0.16798 | 0.1641 | 0.16029 | 0.1566 | 0.1539 | 0.15077 | 0.14744 | 0.14403 | 0.1406 | 0.13722 | 0.1338 | 0.13276 | 0.13214 | 0.13161 | 0.13119 | 0.13057 | 0.12995 | 0.12945 | 0.129 | 0.12852 | 0.128 | 0.12748 | 0.12699 | 0.12654 | 0.1262 | 0.12586 | 0.12547 | 0.12504 | 0.12461 | 0.12416 | 0.12379
|  |  | Truck_H | 0.16614 | 0.16191 | 0.15796 | 0.1543 | 0.15176 | 0.14896 | 0.14613 | 0.14334 | 0.14065 | 0.13811 | 0.13562 | 0.13394 | 0.13274 | 0.1317 | 0.13082 | 0.1298 | 0.12882 | 0.128 | 0.12727 | 0.12654 | 0.12581 | 0.1251 | 0.12445 | 0.12386 | 0.1234 | 0.12295 | 0.12247 | 0.12196 | 0.12148 | 0.12097 | 0.12056
|  |  | Bus | 0.15034 | 0.14893 | 0.14755 | 0.14623 | 0.14577 | 0.1449 | 0.14384 | 0.14266 | 0.14145 | 0.14024 | 0.13898 | 0.13857 | 0.13853 | 0.13855 | 0.13863 | 0.13851 | 0.13836 | 0.1383 | 0.13826 | 0.13817 | 0.13802 | 0.13785 | 0.13769 | 0.13755 | 0.13751 | 0.13744 | 0.13731 | 0.13713 | 0.13693 | 0.1367 | 0.13653
LPG price ($/GJ, excl. GST)
|  |  | Residential | 47.9003 | 51.0723 | 52.9859 | 54.8995 | 55.5547 | 56.2099 | 56.865 | 57.5202 | 58.1754 | 58.8306 | 59.4857 | 59.7367 | 59.9951 | 60.2614 | 60.5356 | 60.818 | 61.1089 | 61.4086 | 61.7172 | 62.0351 | 62.3625 | 62.6997 | 63.0471 | 63.4049 | 63.7734 | 64.1529 | 64.5439 | 64.9466 | 65.3613 | 65.7886 | 66.2286
|  |  | Commercial | 37.9003 | 41.0723 | 42.9859 | 44.8995 | 45.5547 | 46.2099 | 46.865 | 47.5202 | 48.1754 | 48.8306 | 49.4857 | 49.7367 | 49.9951 | 50.2614 | 50.5356 | 50.818 | 51.1089 | 51.4086 | 51.7172 | 52.0351 | 52.3625 | 52.6997 | 53.0471 | 53.4049 | 53.7734 | 54.1529 | 54.5439 | 54.9466 | 55.3613 | 55.7886 | 56.2286
|  |  | Industrial | 30.9003 | 34.0723 | 35.9859 | 37.8995 | 38.5547 | 39.2099 | 39.865 | 40.5202 | 41.1754 | 41.8306 | 42.4857 | 42.7367 | 42.9951 | 43.2614 | 43.5356 | 43.818 | 44.1089 | 44.4086 | 44.7172 | 45.0351 | 45.3625 | 45.6997 | 46.0471 | 46.4049 | 46.7734 | 47.1529 | 47.5439 | 47.9466 | 48.3613 | 48.7886 | 49.2286

## Further Behaviour Change
|  |  |  | 2020 | 2021 | 2022 | 2023 | 2024 | 2025 | 2026 | 2027 | 2028 | 2029 | 2030 | 2031 | 2032 | 2033 | 2034 | 2035 | 2036 | 2037 | 2038 | 2039 | 2040 | 2041 | 2042 | 2043 | 2044 | 2045 | 2046 | 2047 | 2048 | 2049 | 2050
Wholesale energy prices ($/GJ, excl. GST)
|  |  | Electricity | 64.7084 | 64.4064 | 64.1765 | 65.205 | 65.602 | 65.6963 | 65.6004 | 65.4334 | 65.2528 | 64.9737 | 65.4729 | 66.1377 | 66.8269 | 67.6575 | 68.1236 | 68.5099 | 68.9821 | 69.4129 | 69.7473 | 70.0504 | 70.3437 | 70.6103 | 70.8846 | 71.2524 | 71.5415 | 71.7744 | 71.9521 | 72.338 | 72.6187 | 72.8217 | 72.9411
|  |  | Gas | 6.5678 | 6.5678 | 6.5678 | 6.5678 | 6.5678 | 6.5678 | 6.5678 | 6.5678 | 6.65 | 6.8875 | 7.8375 | 7.8375 | 7.8375 | 7.8375 | 7.8375 | 7.8375 | 7.8375 | 7.8375 | 7.8375 | 7.8375 | 7.8375 | 7.8375 | 7.8375 | 7.8375 | 7.8375 | 7.8375 | 7.8375 | 7.8375 | 7.8375 | 7.8375 | 7.8375
Cost-reflective fixed and variable charges for mass-market
| Fixed charge ($/day, excl. GST) | Network | Ag forest & fish | 1.948 | 2.0999 | 2.2936 | 2.4384 | 2.5946 | 2.7785 | 2.9602 | 3.1356 | 3.301 | 3.4726 | 3.6479 | 3.6835 | 3.7213 | 3.7601 | 3.8013 | 3.8472 | 3.899 | 3.9467 | 4.0143 | 4.0916 | 4.1798 | 4.2849 | 4.3921 | 4.4967 | 4.5994 | 4.7 | 4.8022 | 4.9011 | 4.9947 | 5.0825 | 5.1675
|  |  | Commercial | 3.2443 | 3.4366 | 3.6898 | 3.8513 | 4.0282 | 4.2484 | 4.4708 | 4.6824 | 4.8778 | 5.0783 | 5.28 | 5.2913 | 5.3049 | 5.317 | 5.329 | 5.3423 | 5.3566 | 5.357 | 5.3736 | 5.3904 | 5.4067 | 5.4369 | 5.4696 | 5.5019 | 5.5347 | 5.5667 | 5.6014 | 5.6352 | 5.6685 | 5.7008 | 5.7371
|  |  | Residential | 0.40199 | 0.48807 | 0.58288 | 0.66366 | 0.74587 | 0.83565 | 0.92476 | 1.0118 | 1.095 | 1.1795 | 1.2642 | 1.2649 | 1.2688 | 1.2723 | 1.2757 | 1.2794 | 1.2832 | 1.2835 | 1.2877 | 1.2917 | 1.2955 | 1.3006 | 1.3062 | 1.3117 | 1.3173 | 1.3227 | 1.3288 | 1.3346 | 1.3405 | 1.3461 | 1.3517
|  | Retail | Ag forest & fish | 0.60982 | 0.65513 | 0.70045 | 0.74577 | 0.79109 | 0.83641 | 0.88173 | 0.92705 | 0.97237 | 1.0177 | 1.063 | 1.063 | 1.063 | 1.063 | 1.063 | 1.063 | 1.063 | 1.063 | 1.063 | 1.063 | 1.063 | 1.063 | 1.063 | 1.063 | 1.063 | 1.063 | 1.063 | 1.063 | 1.063 | 1.063 | 1.063
|  |  | Commercial | 1.0071 | 1.076 | 1.1449 | 1.2137 | 1.2826 | 1.3515 | 1.4204 | 1.4893 | 1.5581 | 1.627 | 1.6959 | 1.6959 | 1.6959 | 1.6959 | 1.6959 | 1.6959 | 1.6959 | 1.6959 | 1.6959 | 1.6959 | 1.6959 | 1.6959 | 1.6959 | 1.6959 | 1.6959 | 1.6959 | 1.6959 | 1.6959 | 1.6959 | 1.6959 | 1.6959
|  |  | Residential | 0.33934 | 0.4117 | 0.48407 | 0.55644 | 0.62881 | 0.70117 | 0.77354 | 0.84591 | 0.91828 | 0.99065 | 1.063 | 1.063 | 1.063 | 1.063 | 1.063 | 1.063 | 1.063 | 1.063 | 1.063 | 1.063 | 1.063 | 1.063 | 1.063 | 1.063 | 1.063 | 1.063 | 1.063 | 1.063 | 1.063 | 1.063 | 1.063
|  | Total | Ag forest & fish | 1.948 | 2.0999 | 2.2936 | 2.4384 | 2.5946 | 2.7785 | 2.9602 | 3.1356 | 3.301 | 3.4726 | 3.6479 | 3.6835 | 3.7213 | 3.7601 | 3.8013 | 3.8472 | 3.899 | 3.9467 | 4.0143 | 4.0916 | 4.1798 | 4.2849 | 4.3921 | 4.4967 | 4.5994 | 4.7 | 4.8022 | 4.9011 | 4.9947 | 5.0825 | 5.1675
|  |  | Commercial | 3.2443 | 3.4366 | 3.6898 | 3.8513 | 4.0282 | 4.2484 | 4.4708 | 4.6824 | 4.8778 | 5.0783 | 5.28 | 5.2913 | 5.3049 | 5.317 | 5.329 | 5.3423 | 5.3566 | 5.357 | 5.3736 | 5.3904 | 5.4067 | 5.4369 | 5.4696 | 5.5019 | 5.5347 | 5.5667 | 5.6014 | 5.6352 | 5.6685 | 5.7008 | 5.7371
|  |  | Residential | 0.40199 | 0.48807 | 0.58288 | 0.66366 | 0.74587 | 0.83565 | 0.92476 | 1.0118 | 1.095 | 1.1795 | 1.2642 | 1.2649 | 1.2688 | 1.2723 | 1.2757 | 1.2794 | 1.2832 | 1.2835 | 1.2877 | 1.2917 | 1.2955 | 1.3006 | 1.3062 | 1.3117 | 1.3173 | 1.3227 | 1.3288 | 1.3346 | 1.3405 | 1.3461 | 1.3517
| Variable charge (c/kWh, excl. GST) | Energy | Ag forest & fish | 8.6743 | 8.7128 | 8.2749 | 7.6434 | 6.426 | 5.953 | 6.0199 | 6.0471 | 6.6627 | 7.0525 | 7.0523 | 7.0769 | 7.1249 | 7.202 | 7.2778 | 7.3443 | 7.4051 | 7.4555 | 7.5025 | 7.5472 | 7.5872 | 7.6228 | 7.6569 | 7.6927 | 7.7284 | 7.7632 | 7.7953 | 7.8279 | 7.8601 | 7.891 | 7.9197
|  |  | Commercial | 8.6743 | 8.7128 | 8.2749 | 7.6434 | 6.426 | 5.953 | 6.0199 | 6.0471 | 6.6627 | 7.0525 | 7.0523 | 7.0769 | 7.1249 | 7.202 | 7.2778 | 7.3443 | 7.4051 | 7.4555 | 7.5025 | 7.5472 | 7.5872 | 7.6228 | 7.6569 | 7.6927 | 7.7284 | 7.7632 | 7.7953 | 7.8279 | 7.8601 | 7.891 | 7.9197
|  |  | Residential | 8.7588 | 8.7981 | 8.3553 | 7.7218 | 6.4968 | 6.0227 | 6.0953 | 6.1264 | 6.7513 | 7.1472 | 7.1475 | 7.1735 | 7.223 | 7.302 | 7.3795 | 7.4473 | 7.5094 | 7.561 | 7.6091 | 7.6549 | 7.696 | 7.7326 | 7.7677 | 7.8046 | 7.8413 | 7.8772 | 7.9103 | 7.9439 | 7.9771 | 8.0088 | 8.0381
|  | Network | Ag forest & fish | 5.4315 | 5.3108 | 5.25 | 5.0515 | 4.8741 | 4.7436 | 4.598 | 4.4362 | 4.2589 | 4.0888 | 3.9203 | 3.9058 | 3.8899 | 3.8711 | 3.85 | 3.8276 | 3.8033 | 3.7657 | 3.7365 | 3.7036 | 3.666 | 3.6217 | 3.5813 | 3.5437 | 3.509 | 3.476 | 3.4465 | 3.4187 | 3.3937 | 3.3708 | 3.3491
|  |  | Commercial | 4.9437 | 4.8534 | 4.8194 | 4.6616 | 4.5179 | 4.4115 | 4.2862 | 4.1459 | 3.9914 | 3.8447 | 3.7006 | 3.692 | 3.6831 | 3.673 | 3.6627 | 3.6533 | 3.6444 | 3.626 | 3.6185 | 3.6109 | 3.6027 | 3.5889 | 3.5771 | 3.5653 | 3.5542 | 3.5429 | 3.5335 | 3.524 | 3.5147 | 3.5054 | 3.4946
|  |  | Residential | 10.7051 | 10.3506 | 10.1299 | 9.6452 | 9.195 | 8.822 | 8.4148 | 7.974 | 7.5052 | 7.0491 | 6.5964 | 6.586 | 6.5647 | 6.5416 | 6.5185 | 6.4972 | 6.4772 | 6.4407 | 6.4237 | 6.4072 | 6.3899 | 6.3671 | 6.3477 | 6.3284 | 6.3101 | 6.2915 | 6.2764 | 6.2608 | 6.2454 | 6.2298 | 6.214
|  | Retail | Ag forest & fish | 0.54407 | 0.4874 | 0.429 | 0.37078 | 0.31386 | 0.25843 | 0.20423 | 0.15131 | 0.099694 | 0.049276 | 0 | 0 | 0 | 0 | 0 | 0 | 0 | 0 | 0 | 0 | 0 | 0 | 0 | 0 | 0 | 0 | 0 | 0 | 0 | 0 | 0
|  |  | Commercial | 0.48594 | 0.44067 | 0.39298 | 0.345 | 0.29619 | 0.2467 | 0.19651 | 0.14666 | 0.097307 | 0.048455 | 0 | 0 | 0 | 0 | 0 | 0 | 0 | 0 | 0 | 0 | 0 | 0 | 0 | 0 | 0 | 0 | 0 | 0 | 0 | 0 | 0
|  |  | Residential | 3.7181 | 3.3577 | 2.9949 | 2.6301 | 2.2618 | 1.8888 | 1.512 | 1.1336 | 0.75554 | 0.37768 | 0 | 0 | 0 | 0 | 0 | 0 | 0 | 0 | 0 | 0 | 0 | 0 | 0 | 0 | 0 | 0 | 0 | 0 | 0 | 0 | 0
|  | Total | Ag forest & fish | 14.6499 | 14.5109 | 13.9539 | 13.0657 | 11.614 | 10.955 | 10.8221 | 10.6346 | 11.0213 | 11.1906 | 10.9726 | 10.9827 | 11.0148 | 11.0731 | 11.1279 | 11.1719 | 11.2084 | 11.2213 | 11.239 | 11.2508 | 11.2532 | 11.2445 | 11.2382 | 11.2364 | 11.2374 | 11.2392 | 11.2419 | 11.2466 | 11.2539 | 11.2618 | 11.2687
|  |  | Commercial | 14.104 | 14.0069 | 13.4873 | 12.6501 | 11.2401 | 10.6111 | 10.5026 | 10.3396 | 10.7514 | 10.9457 | 10.7529 | 10.769 | 10.808 | 10.875 | 10.9406 | 10.9976 | 11.0495 | 11.0816 | 11.121 | 11.1581 | 11.1899 | 11.2117 | 11.2339 | 11.258 | 11.2826 | 11.306 | 11.3289 | 11.3519 | 11.3749 | 11.3964 | 11.4143
|  |  | Residential | 23.182 | 22.5063 | 21.4801 | 19.9971 | 17.9536 | 16.7334 | 16.0221 | 15.234 | 15.012 | 14.5739 | 13.7439 | 13.7595 | 13.7877 | 13.8436 | 13.898 | 13.9444 | 13.9866 | 14.0016 | 14.0328 | 14.0621 | 14.0858 | 14.0997 | 14.1154 | 14.1329 | 14.1514 | 14.1686 | 14.1867 | 14.2046 | 14.2225 | 14.2386 | 14.2522
Residential gas bill breakdown ($/GJ, excl. GST)
|  |  | Wholesale | 8.2098 | 8.2098 | 8.2098 | 8.2098 | 8.2098 | 8.2098 | 8.2098 | 8.2098 | 8.3125 | 8.6094 | 9.7969 | 9.7969 | 9.7969 | 9.7969 | 9.7969 | 9.7969 | 9.7969 | 9.7969 | 9.7969 | 9.7969 | 9.7969 | 9.7969 | 9.7969 | 9.7969 | 9.7969 | 9.7969 | 9.7969 | 9.7969 | 9.7969 | 9.7969 | 9.7969
|  |  | Carbon | 1.5987 | 2.1765 | 2.7542 | 3.332 | 3.9098 | 4.4875 | 5.0653 | 5.6431 | 6.2208 | 6.7986 | 7.3763 | 7.5976 | 7.8256 | 8.0603 | 8.3021 | 8.5512 | 8.8077 | 9.072 | 9.3441 | 9.6245 | 9.9132 | 10.2106 | 10.5169 | 10.8324 | 11.1574 | 11.4921 | 11.8369 | 12.192 | 12.5577 | 12.9345 | 13.3225
|  |  | Transmission | 1.743 | 1.8139 | 1.873 | 1.9365 | 2.08 | 2.1527 | 2.2787 | 2.3157 | 2.3523 | 2.4055 | 2.4686 | 2.5991 | 2.6774 | 2.757 | 2.8523 | 2.9572 | 3.1428 | 3.3497 | 3.512 | 3.7053 | 3.9078 | 4.1319 | 4.3954 | 4.7823 | 5.2762 | 6.0267 | 7.0652 | 8.1914 | 9.8757 | 11.6628 | 13.3463
|  |  | Distribution | 11.3651 | 11.5678 | 11.7782 | 11.7538 | 11.7679 | 11.8621 | 12.0537 | 12.301 | 12.563 | 12.8419 | 13.1463 | 13.5671 | 14.2446 | 15.0046 | 15.8612 | 16.8305 | 17.9328 | 19.1903 | 20.6451 | 22.3544 | 24.3642 | 26.7782 | 29.7591 | 33.6183 | 38.6746 | 45.7455 | 56.0566 | 71.8357 | 100.339 | 165.2714 | 442.6721
|  |  | Retail | 13.8901 | 13.8901 | 13.8901 | 13.8901 | 13.8901 | 13.8901 | 13.8901 | 13.8901 | 13.8901 | 13.8901 | 13.8901 | 13.8901 | 13.8901 | 13.8901 | 13.8901 | 13.8901 | 13.8901 | 13.8901 | 13.8901 | 13.8901 | 13.8901 | 13.8901 | 13.8901 | 13.8901 | 13.8901 | 13.8901 | 13.8901 | 13.8901 | 13.8901 | 13.8901 | 13.8901
|  |  | Total | 36.8067 | 37.6581 | 38.5053 | 39.1222 | 39.8576 | 40.6022 | 41.4976 | 42.3596 | 43.3388 | 44.5455 | 46.6783 | 47.4509 | 48.4346 | 49.5089 | 50.7026 | 52.0259 | 53.5704 | 55.299 | 57.1882 | 59.3712 | 61.8721 | 64.8077 | 68.3584 | 72.9199 | 78.7952 | 86.9513 | 98.6456 | 115.9061 | 146.4594 | 213.5556 | 493.0278
Weighted average electricity cost for electric vehicles, including network and charger costs ($/kWh, excl. GST)
|  |  | LPV | 0.23906 | 0.23415 | 0.22885 | 0.2232 | 0.21838 | 0.21251 | 0.2059 | 0.19867 | 0.19091 | 0.1827 | 0.17393 | 0.17307 | 0.17242 | 0.17184 | 0.17145 | 0.17074 | 0.17 | 0.16939 | 0.16877 | 0.16809 | 0.16742 | 0.16679 | 0.16616 | 0.16556 | 0.16509 | 0.16457 | 0.16401 | 0.16343 | 0.16308 | 0.16267 | 0.16219
|  |  | LCV | 0.22558 | 0.21952 | 0.21324 | 0.20681 | 0.20125 | 0.19492 | 0.18811 | 0.18091 | 0.17342 | 0.1657 | 0.15768 | 0.15709 | 0.15667 | 0.15629 | 0.15605 | 0.15553 | 0.15496 | 0.15448 | 0.15399 | 0.15343 | 0.15287 | 0.15233 | 0.15178 | 0.15125 | 0.15082 | 0.15033 | 0.14981 | 0.14925 | 0.14889 | 0.14846 | 0.14798
|  |  | MC | 0.23906 | 0.23415 | 0.22885 | 0.2232 | 0.21838 | 0.21251 | 0.2059 | 0.19867 | 0.19091 | 0.1827 | 0.17393 | 0.17307 | 0.17242 | 0.17184 | 0.17145 | 0.17074 | 0.17 | 0.16939 | 0.16877 | 0.16809 | 0.16742 | 0.16679 | 0.16616 | 0.16556 | 0.16509 | 0.16457 | 0.16401 | 0.16343 | 0.16308 | 0.16267 | 0.16219
|  |  | Truck_M | 0.16798 | 0.1641 | 0.16029 | 0.1566 | 0.1539 | 0.15077 | 0.14744 | 0.14402 | 0.1406 | 0.1372 | 0.13377 | 0.13307 | 0.13251 | 0.13201 | 0.13165 | 0.13107 | 0.13047 | 0.12997 | 0.12946 | 0.12891 | 0.12838 | 0.12787 | 0.12736 | 0.12689 | 0.12649 | 0.12607 | 0.12562 | 0.12516 | 0.12486 | 0.12451 | 0.12412
|  |  | Truck_H | 0.16614 | 0.16191 | 0.15796 | 0.1543 | 0.15176 | 0.14896 | 0.14613 | 0.14334 | 0.14065 | 0.13809 | 0.1356 | 0.13424 | 0.13311 | 0.1321 | 0.13128 | 0.1303 | 0.12934 | 0.12851 | 0.12773 | 0.12694 | 0.12619 | 0.12549 | 0.12482 | 0.1242 | 0.12368 | 0.12316 | 0.12262 | 0.12208 | 0.12171 | 0.12131 | 0.12088
|  |  | Bus | 0.15034 | 0.14893 | 0.14755 | 0.14623 | 0.14577 | 0.1449 | 0.14384 | 0.14266 | 0.14144 | 0.14022 | 0.13895 | 0.13886 | 0.13889 | 0.13894 | 0.13909 | 0.139 | 0.13887 | 0.1388 | 0.1387 | 0.13855 | 0.13839 | 0.13823 | 0.13806 | 0.13789 | 0.13779 | 0.13764 | 0.13746 | 0.13724 | 0.13717 | 0.13704 | 0.13686
LPG price ($/GJ, excl. GST)
|  |  | Residential | 47.9003 | 51.0723 | 52.9859 | 54.8995 | 55.5547 | 56.2099 | 56.865 | 57.5202 | 58.1754 | 58.8306 | 59.4857 | 59.7367 | 59.9951 | 60.2614 | 60.5356 | 60.818 | 61.1089 | 61.4086 | 61.7172 | 62.0351 | 62.3625 | 62.6997 | 63.0471 | 63.4049 | 63.7734 | 64.1529 | 64.5439 | 64.9466 | 65.3613 | 65.7886 | 66.2286
|  |  | Commercial | 37.9003 | 41.0723 | 42.9859 | 44.8995 | 45.5547 | 46.2099 | 46.865 | 47.5202 | 48.1754 | 48.8306 | 49.4857 | 49.7367 | 49.9951 | 50.2614 | 50.5356 | 50.818 | 51.1089 | 51.4086 | 51.7172 | 52.0351 | 52.3625 | 52.6997 | 53.0471 | 53.4049 | 53.7734 | 54.1529 | 54.5439 | 54.9466 | 55.3613 | 55.7886 | 56.2286
|  |  | Industrial | 30.9003 | 34.0723 | 35.9859 | 37.8995 | 38.5547 | 39.2099 | 39.865 | 40.5202 | 41.1754 | 41.8306 | 42.4857 | 42.7367 | 42.9951 | 43.2614 | 43.5356 | 43.818 | 44.1089 | 44.4086 | 44.7172 | 45.0351 | 45.3625 | 45.6997 | 46.0471 | 46.4049 | 46.7734 | 47.1529 | 47.5439 | 47.9466 | 48.3613 | 48.7886 | 49.2286

## Further Technology Change
|  |  |  | 2020 | 2021 | 2022 | 2023 | 2024 | 2025 | 2026 | 2027 | 2028 | 2029 | 2030 | 2031 | 2032 | 2033 | 2034 | 2035 | 2036 | 2037 | 2038 | 2039 | 2040 | 2041 | 2042 | 2043 | 2044 | 2045 | 2046 | 2047 | 2048 | 2049 | 2050
Wholesale energy prices ($/GJ, excl. GST)
|  |  | Electricity | 64.7084 | 64.2643 | 63.8967 | 64.7833 | 65.0407 | 64.9979 | 64.7655 | 64.4651 | 64.1469 | 63.7236 | 64.1608 | 65.1217 | 66.1425 | 66.9593 | 67.1734 | 67.3427 | 67.6339 | 67.9194 | 68.1012 | 68.1589 | 68.121 | 68.0166 | 68.3002 | 68.2171 | 68.0802 | 67.9242 | 67.2981 | 66.2578 | 65.2322 | 64.1687 | 62.9924
|  |  | Gas | 6.5678 | 6.5678 | 6.5678 | 6.5678 | 6.5678 | 6.5678 | 6.5678 | 6.5678 | 6.65 | 6.8875 | 7.8375 | 7.8375 | 7.8375 | 7.8375 | 7.8375 | 7.8375 | 7.8375 | 7.8375 | 7.8375 | 7.8375 | 7.8375 | 7.8375 | 7.8375 | 7.8375 | 7.8375 | 7.8375 | 7.8375 | 7.8375 | 7.8375 | 7.8375 | 7.8375
Cost-reflective fixed and variable charges for mass-market
| Fixed charge ($/day, excl. GST) | Network | Ag forest & fish | 1.9478 | 2.0993 | 2.293 | 2.4377 | 2.5943 | 2.7779 | 2.9594 | 3.1344 | 3.2987 | 3.4687 | 3.6444 | 3.6807 | 3.724 | 3.7765 | 3.8499 | 3.9481 | 4.0528 | 4.1496 | 4.2605 | 4.3681 | 4.4671 | 4.5734 | 4.6717 | 4.7644 | 4.8526 | 4.9373 | 5.0161 | 5.091 | 5.1625 | 5.228 | 5.2927
|  |  | Commercial | 3.2398 | 3.427 | 3.6742 | 3.8296 | 3.9951 | 4.1949 | 4.3891 | 4.571 | 4.7362 | 4.9059 | 5.079 | 5.0681 | 5.0607 | 5.0515 | 5.0428 | 5.036 | 5.0294 | 5.0097 | 5.0034 | 4.9998 | 4.9959 | 5.0234 | 5.0492 | 5.0744 | 5.0996 | 5.1257 | 5.1503 | 5.1751 | 5.2 | 5.2229 | 5.2518
|  |  | Residential | 0.40188 | 0.48773 | 0.58221 | 0.66254 | 0.74421 | 0.83261 | 0.91947 | 1.0034 | 1.0832 | 1.1639 | 1.2453 | 1.2429 | 1.2413 | 1.2393 | 1.2374 | 1.2363 | 1.2356 | 1.2319 | 1.2315 | 1.231 | 1.2293 | 1.232 | 1.2356 | 1.2391 | 1.2426 | 1.2472 | 1.2516 | 1.256 | 1.2604 | 1.2644 | 1.2682
|  | Retail | Ag forest & fish | 0.60982 | 0.65513 | 0.70045 | 0.74577 | 0.79109 | 0.83641 | 0.88173 | 0.92705 | 0.97237 | 1.0177 | 1.063 | 1.063 | 1.063 | 1.063 | 1.063 | 1.063 | 1.063 | 1.063 | 1.063 | 1.063 | 1.063 | 1.063 | 1.063 | 1.063 | 1.063 | 1.063 | 1.063 | 1.063 | 1.063 | 1.063 | 1.063
|  |  | Commercial | 1.0071 | 1.076 | 1.1449 | 1.2137 | 1.2826 | 1.3515 | 1.4204 | 1.4893 | 1.5581 | 1.627 | 1.6959 | 1.6959 | 1.6959 | 1.6959 | 1.6959 | 1.6959 | 1.6959 | 1.6959 | 1.6959 | 1.6959 | 1.6959 | 1.6959 | 1.6959 | 1.6959 | 1.6959 | 1.6959 | 1.6959 | 1.6959 | 1.6959 | 1.6959 | 1.6959
|  |  | Residential | 0.33934 | 0.4117 | 0.48407 | 0.55644 | 0.62881 | 0.70117 | 0.77354 | 0.84591 | 0.91828 | 0.99065 | 1.063 | 1.063 | 1.063 | 1.063 | 1.063 | 1.063 | 1.063 | 1.063 | 1.063 | 1.063 | 1.063 | 1.063 | 1.063 | 1.063 | 1.063 | 1.063 | 1.063 | 1.063 | 1.063 | 1.063 | 1.063
|  | Total | Ag forest & fish | 1.9478 | 2.0993 | 2.293 | 2.4377 | 2.5943 | 2.7779 | 2.9594 | 3.1344 | 3.2987 | 3.4687 | 3.6444 | 3.6807 | 3.724 | 3.7765 | 3.8499 | 3.9481 | 4.0528 | 4.1496 | 4.2605 | 4.3681 | 4.4671 | 4.5734 | 4.6717 | 4.7644 | 4.8526 | 4.9373 | 5.0161 | 5.091 | 5.1625 | 5.228 | 5.2927
|  |  | Commercial | 3.2398 | 3.427 | 3.6742 | 3.8296 | 3.9951 | 4.1949 | 4.3891 | 4.571 | 4.7362 | 4.9059 | 5.079 | 5.0681 | 5.0607 | 5.0515 | 5.0428 | 5.036 | 5.0294 | 5.0097 | 5.0034 | 4.9998 | 4.9959 | 5.0234 | 5.0492 | 5.0744 | 5.0996 | 5.1257 | 5.1503 | 5.1751 | 5.2 | 5.2229 | 5.2518
|  |  | Residential | 0.40188 | 0.48773 | 0.58221 | 0.66254 | 0.74421 | 0.83261 | 0.91947 | 1.0034 | 1.0832 | 1.1639 | 1.2453 | 1.2429 | 1.2413 | 1.2393 | 1.2374 | 1.2363 | 1.2356 | 1.2319 | 1.2315 | 1.231 | 1.2293 | 1.232 | 1.2356 | 1.2391 | 1.2426 | 1.2472 | 1.2516 | 1.256 | 1.2604 | 1.2644 | 1.2682
| Variable charge (c/kWh, excl. GST) | Energy | Ag forest & fish | 8.6932 | 8.7216 | 8.2695 | 7.6242 | 6.3921 | 5.9045 | 5.9571 | 5.9696 | 6.5705 | 6.9453 | 6.932 | 6.9557 | 7.0159 | 7.1087 | 7.1951 | 7.2581 | 7.3018 | 7.3313 | 7.3597 | 7.385 | 7.4044 | 7.4133 | 7.4247 | 7.4323 | 7.434 | 7.4341 | 7.409 | 7.3573 | 7.2808 | 7.1791 | 7.0623
|  |  | Commercial | 8.6932 | 8.7216 | 8.2695 | 7.6242 | 6.3921 | 5.9045 | 5.9571 | 5.9696 | 6.5705 | 6.9453 | 6.932 | 6.9557 | 7.0159 | 7.1087 | 7.1951 | 7.2581 | 7.3018 | 7.3313 | 7.3597 | 7.385 | 7.4044 | 7.4133 | 7.4247 | 7.4323 | 7.434 | 7.4341 | 7.409 | 7.3573 | 7.2808 | 7.1791 | 7.0623
|  |  | Residential | 8.778 | 8.8072 | 8.3501 | 7.7029 | 6.4631 | 5.9743 | 6.0326 | 6.0487 | 6.6588 | 7.0395 | 7.0265 | 7.0515 | 7.1136 | 7.2086 | 7.297 | 7.3614 | 7.4062 | 7.4366 | 7.466 | 7.4922 | 7.5129 | 7.523 | 7.5356 | 7.5443 | 7.5465 | 7.547 | 7.522 | 7.4697 | 7.3922 | 7.2891 | 7.1707
|  | Network | Ag forest & fish | 5.436 | 5.3194 | 5.2627 | 5.0674 | 4.8933 | 4.7646 | 4.6205 | 4.4594 | 4.2817 | 4.1109 | 3.9436 | 3.9321 | 3.9181 | 3.8957 | 3.8617 | 3.817 | 3.7718 | 3.7164 | 3.6737 | 3.6344 | 3.5954 | 3.5632 | 3.5319 | 3.5033 | 3.4776 | 3.4551 | 3.4337 | 3.4145 | 3.3974 | 3.3805 | 3.3634
|  |  | Commercial | 4.9516 | 4.8688 | 4.8422 | 4.6909 | 4.5569 | 4.4623 | 4.3511 | 4.2227 | 4.077 | 3.9372 | 3.8005 | 3.8035 | 3.807 | 3.8086 | 3.8098 | 3.8114 | 3.8133 | 3.8054 | 3.808 | 3.8094 | 3.806 | 3.7977 | 3.7866 | 3.7756 | 3.765 | 3.7555 | 3.7452 | 3.7355 | 3.7264 | 3.7162 | 3.7034
|  |  | Residential | 10.7166 | 10.373 | 10.1638 | 9.6888 | 9.2488 | 8.8864 | 8.4923 | 8.0643 | 7.6033 | 7.1518 | 6.7048 | 6.7116 | 6.7195 | 6.7233 | 6.7262 | 6.7286 | 6.7301 | 6.7132 | 6.7152 | 6.7175 | 6.7146 | 6.7105 | 6.6964 | 6.6821 | 6.6686 | 6.6532 | 6.6364 | 6.6206 | 6.6057 | 6.5888 | 6.5715
|  | Retail | Ag forest & fish | 0.54459 | 0.48832 | 0.43016 | 0.37205 | 0.31513 | 0.25963 | 0.20528 | 0.15217 | 0.1003 | 0.049599 | 0 | 0 | 0 | 0 | 0 | 0 | 0 | 0 | 0 | 0 | 0 | 0 | 0 | 0 | 0 | 0 | 0 | 0 | 0 | 0 | 0
|  |  | Commercial | 0.48739 | 0.44331 | 0.39651 | 0.34913 | 0.30124 | 0.25273 | 0.2032 | 0.15302 | 0.10237 | 0.051363 | 0 | 0 | 0 | 0 | 0 | 0 | 0 | 0 | 0 | 0 | 0 | 0 | 0 | 0 | 0 | 0 | 0 | 0 | 0 | 0 | 0
|  |  | Residential | 3.7234 | 3.3675 | 3.0086 | 2.6465 | 2.2802 | 1.9096 | 1.5348 | 1.1561 | 0.77382 | 0.38834 | 0 | 0 | 0 | 0 | 0 | 0 | 0 | 0 | 0 | 0 | 0 | 0 | 0 | 0 | 0 | 0 | 0 | 0 | 0 | 0 | 0
|  | Total | Ag forest & fish | 14.6738 | 14.5293 | 13.9624 | 13.0636 | 11.6005 | 10.9287 | 10.7829 | 10.5812 | 10.9526 | 11.1059 | 10.8756 | 10.8878 | 10.934 | 11.0044 | 11.0568 | 11.0752 | 11.0736 | 11.0477 | 11.0334 | 11.0194 | 10.9998 | 10.9765 | 10.9567 | 10.9356 | 10.9117 | 10.8892 | 10.8427 | 10.7718 | 10.6782 | 10.5596 | 10.4257
|  |  | Commercial | 14.1322 | 14.0337 | 13.5082 | 12.6642 | 11.2503 | 10.6196 | 10.5115 | 10.3453 | 10.7499 | 10.9339 | 10.7325 | 10.7592 | 10.8229 | 10.9173 | 11.0049 | 11.0695 | 11.1151 | 11.1367 | 11.1677 | 11.1944 | 11.2104 | 11.2109 | 11.2114 | 11.2079 | 11.1991 | 11.1896 | 11.1542 | 11.0928 | 11.0072 | 10.8953 | 10.7657
|  |  | Residential | 23.2181 | 22.5477 | 21.5226 | 20.0383 | 17.9922 | 16.7703 | 16.0597 | 15.2691 | 15.0359 | 14.5796 | 13.7312 | 13.7631 | 13.833 | 13.9318 | 14.0232 | 14.09 | 14.1362 | 14.1498 | 14.1812 | 14.2097 | 14.2275 | 14.2335 | 14.232 | 14.2264 | 14.2151 | 14.2002 | 14.1584 | 14.0903 | 13.9979 | 13.8779 | 13.7422
Residential gas bill breakdown ($/GJ, excl. GST)
|  |  | Wholesale | 8.2098 | 8.2098 | 8.2098 | 8.2098 | 8.2098 | 8.2098 | 8.2098 | 8.2098 | 8.3125 | 8.6094 | 9.7969 | 9.7969 | 9.7969 | 9.7969 | 9.7969 | 9.7969 | 9.7969 | 9.7969 | 9.7969 | 9.7969 | 9.7969 | 9.7969 | 9.7969 | 9.7969 | 9.7969 | 9.7969 | 9.7969 | 9.7969 | 9.7969 | 9.7969 | 9.7969
|  |  | Carbon | 1.5987 | 2.1765 | 2.7542 | 3.332 | 3.9098 | 4.4875 | 5.0653 | 5.6431 | 6.2208 | 6.7986 | 7.3763 | 7.5976 | 7.8256 | 8.0603 | 8.3021 | 8.5512 | 8.8077 | 9.072 | 9.3441 | 9.6245 | 9.9132 | 10.2106 | 10.5169 | 10.8324 | 11.1574 | 11.4921 | 11.8369 | 12.192 | 12.5577 | 12.9345 | 13.3225
|  |  | Transmission | 1.7452 | 1.8204 | 1.8838 | 1.955 | 2.1071 | 2.1952 | 2.3684 | 2.439 | 2.465 | 2.5282 | 2.6108 | 2.7869 | 2.8715 | 2.9698 | 3.0847 | 3.2102 | 3.3469 | 3.5035 | 3.6879 | 3.928 | 4.4221 | 4.7518 | 5.107 | 5.6892 | 6.4917 | 7.1871 | 8.1314 | 9.1418 | 9.6183 | 10.1411 | 10.7065
|  |  | Distribution | 11.3966 | 11.6333 | 11.8787 | 11.891 | 11.9147 | 11.9596 | 12.0323 | 12.1314 | 12.2558 | 12.4072 | 12.5963 | 12.8238 | 13.095 | 13.4001 | 13.7253 | 14.1009 | 14.5268 | 14.9943 | 15.4856 | 16.0354 | 16.6526 | 17.4123 | 18.4185 | 19.5838 | 20.9197 | 22.3368 | 24.0284 | 25.949 | 28.0307 | 30.4706 | 33.314
|  |  | Retail | 13.8901 | 13.8901 | 13.8901 | 13.8901 | 13.8901 | 13.8901 | 13.8901 | 13.8901 | 13.8901 | 13.8901 | 13.8901 | 13.8901 | 13.8901 | 13.8901 | 13.8901 | 13.8901 | 13.8901 | 13.8901 | 13.8901 | 13.8901 | 13.8901 | 13.8901 | 13.8901 | 13.8901 | 13.8901 | 13.8901 | 13.8901 | 13.8901 | 13.8901 | 13.8901 | 13.8901
|  |  | Total | 36.8403 | 37.73 | 38.6167 | 39.2778 | 40.0314 | 40.7422 | 41.5659 | 42.3134 | 43.1443 | 44.2334 | 46.2704 | 46.8952 | 47.4791 | 48.1172 | 48.7991 | 49.5493 | 50.3685 | 51.2568 | 52.2047 | 53.2749 | 54.675 | 56.0617 | 57.7294 | 59.7924 | 62.2558 | 64.703 | 67.6837 | 70.9698 | 73.8937 | 77.2331 | 81.03
Weighted average electricity cost for electric vehicles, including network and charger costs ($/kWh, excl. GST)
|  |  | LPV | 0.23939 | 0.23438 | 0.22898 | 0.22322 | 0.2183 | 0.21231 | 0.20559 | 0.19823 | 0.19036 | 0.18202 | 0.17311 | 0.17218 | 0.17182 | 0.17156 | 0.17116 | 0.1702 | 0.16924 | 0.16844 | 0.16768 | 0.16686 | 0.16595 | 0.16498 | 0.16398 | 0.16339 | 0.16247 | 0.16153 | 0.1606 | 0.15923 | 0.15748 | 0.15576 | 0.15404
|  |  | LCV | 0.22649 | 0.22047 | 0.21423 | 0.20782 | 0.20227 | 0.19593 | 0.18909 | 0.18185 | 0.17431 | 0.16652 | 0.1584 | 0.15775 | 0.15758 | 0.15748 | 0.15723 | 0.15649 | 0.15573 | 0.1551 | 0.15448 | 0.1538 | 0.15303 | 0.1522 | 0.15132 | 0.1508 | 0.14998 | 0.14913 | 0.14827 | 0.14704 | 0.14546 | 0.14392 | 0.14235
|  |  | MC | 0.23939 | 0.23438 | 0.22898 | 0.22322 | 0.2183 | 0.21231 | 0.20559 | 0.19823 | 0.19036 | 0.18202 | 0.17311 | 0.17218 | 0.17182 | 0.17156 | 0.17116 | 0.1702 | 0.16924 | 0.16844 | 0.16768 | 0.16686 | 0.16595 | 0.16498 | 0.16398 | 0.16339 | 0.16247 | 0.16153 | 0.1606 | 0.15923 | 0.15748 | 0.15576 | 0.15404
|  |  | Truck_M | 0.16809 | 0.1641 | 0.16018 | 0.15638 | 0.15358 | 0.15035 | 0.14693 | 0.14342 | 0.1399 | 0.13641 | 0.1329 | 0.13214 | 0.13179 | 0.13152 | 0.13114 | 0.13039 | 0.12963 | 0.129 | 0.12839 | 0.12774 | 0.12704 | 0.1263 | 0.12553 | 0.12506 | 0.12436 | 0.12364 | 0.12293 | 0.12192 | 0.12064 | 0.1194 | 0.11814
|  |  | Truck_H | 0.16624 | 0.16191 | 0.15786 | 0.1541 | 0.15146 | 0.14856 | 0.14564 | 0.14275 | 0.13996 | 0.13731 | 0.13472 | 0.13332 | 0.13239 | 0.13161 | 0.13078 | 0.12962 | 0.12851 | 0.12756 | 0.12667 | 0.12578 | 0.12486 | 0.12394 | 0.12301 | 0.1224 | 0.12158 | 0.12076 | 0.11997 | 0.11889 | 0.11757 | 0.11628 | 0.115
|  |  | Bus | 0.15044 | 0.14893 | 0.14746 | 0.14604 | 0.14549 | 0.14452 | 0.14337 | 0.14209 | 0.14079 | 0.13948 | 0.13811 | 0.13797 | 0.13819 | 0.13846 | 0.1386 | 0.13834 | 0.13805 | 0.13786 | 0.13767 | 0.13742 | 0.13709 | 0.1367 | 0.13628 | 0.13611 | 0.13571 | 0.13528 | 0.13483 | 0.13408 | 0.13306 | 0.13205 | 0.13102
LPG price ($/GJ, excl. GST)
|  |  | Residential | 47.9003 | 51.0723 | 52.9859 | 54.8995 | 55.5547 | 56.2099 | 56.865 | 57.5202 | 58.1754 | 58.8306 | 59.4857 | 59.7367 | 59.9951 | 60.2614 | 60.5356 | 60.818 | 61.1089 | 61.4086 | 61.7172 | 62.0351 | 62.3625 | 62.6997 | 63.0471 | 63.4049 | 63.7734 | 64.1529 | 64.5439 | 64.9466 | 65.3613 | 65.7886 | 66.2286
|  |  | Commercial | 37.9003 | 41.0723 | 42.9859 | 44.8995 | 45.5547 | 46.2099 | 46.865 | 47.5202 | 48.1754 | 48.8306 | 49.4857 | 49.7367 | 49.9951 | 50.2614 | 50.5356 | 50.818 | 51.1089 | 51.4086 | 51.7172 | 52.0351 | 52.3625 | 52.6997 | 53.0471 | 53.4049 | 53.7734 | 54.1529 | 54.5439 | 54.9466 | 55.3613 | 55.7886 | 56.2286
|  |  | Industrial | 30.9003 | 34.0723 | 35.9859 | 37.8995 | 38.5547 | 39.2099 | 39.865 | 40.5202 | 41.1754 | 41.8306 | 42.4857 | 42.7367 | 42.9951 | 43.2614 | 43.5356 | 43.818 | 44.1089 | 44.4086 | 44.7172 | 45.0351 | 45.3625 | 45.6997 | 46.0471 | 46.4049 | 46.7734 | 47.1529 | 47.5439 | 47.9466 | 48.3613 | 48.7886 | 49.2286

## Tailwinds
|  |  |  | 2020 | 2021 | 2022 | 2023 | 2024 | 2025 | 2026 | 2027 | 2028 | 2029 | 2030 | 2031 | 2032 | 2033 | 2034 | 2035 | 2036 | 2037 | 2038 | 2039 | 2040 | 2041 | 2042 | 2043 | 2044 | 2045 | 2046 | 2047 | 2048 | 2049 | 2050
Wholesale energy prices ($/GJ, excl. GST)
|  |  | Electricity | 64.7084 | 64.2643 | 63.8965 | 64.7826 | 65.0397 | 64.9967 | 64.7618 | 64.4545 | 64.1254 | 63.743 | 64.4815 | 65.455 | 66.4387 | 67.214 | 67.3958 | 67.5646 | 67.8592 | 68.1207 | 68.2595 | 68.2832 | 68.2116 | 68.0914 | 68.3568 | 68.2638 | 68.1264 | 67.9719 | 67.2713 | 66.2814 | 65.3229 | 64.2627 | 63.102
|  |  | Gas | 6.5678 | 6.5678 | 6.5678 | 6.5678 | 6.5678 | 6.5678 | 6.5678 | 6.5678 | 6.65 | 6.8875 | 7.8375 | 7.8375 | 7.8375 | 7.8375 | 7.8375 | 7.8375 | 7.8375 | 7.8375 | 7.8375 | 7.8375 | 7.8375 | 7.8375 | 7.8375 | 7.8375 | 7.8375 | 7.8375 | 7.8375 | 7.8375 | 7.8375 | 7.8375 | 7.8375
Cost-reflective fixed and variable charges for mass-market
| Fixed charge ($/day, excl. GST) | Network | Ag forest & fish | 1.9477 | 2.0993 | 2.2929 | 2.4376 | 2.5937 | 2.7768 | 2.9574 | 3.1315 | 3.2952 | 3.4668 | 3.6434 | 3.6825 | 3.7286 | 3.7839 | 3.86 | 3.9611 | 4.0687 | 4.1683 | 4.2817 | 4.3909 | 4.4912 | 4.5979 | 4.6966 | 4.7902 | 4.8796 | 4.964 | 5.0437 | 5.1202 | 5.1921 | 5.2584 | 5.3246
|  |  | Commercial | 3.2398 | 3.4269 | 3.6741 | 3.8295 | 3.9991 | 4.2097 | 4.421 | 4.6203 | 4.8024 | 4.9906 | 5.1797 | 5.1817 | 5.1873 | 5.1911 | 5.1957 | 5.2025 | 5.21 | 5.2038 | 5.2119 | 5.2192 | 5.2224 | 5.2522 | 5.279 | 5.3056 | 5.3327 | 5.3595 | 5.3859 | 5.4133 | 5.4398 | 5.4647 | 5.4967
|  |  | Residential | 0.40188 | 0.48772 | 0.58219 | 0.66252 | 0.74417 | 0.83309 | 0.92117 | 1.007 | 1.0889 | 1.1724 | 1.2564 | 1.2566 | 1.2595 | 1.2618 | 1.264 | 1.2664 | 1.2689 | 1.268 | 1.2704 | 1.2727 | 1.274 | 1.2788 | 1.2829 | 1.287 | 1.2911 | 1.2962 | 1.3012 | 1.3065 | 1.3115 | 1.3161 | 1.3205
|  | Retail | Ag forest & fish | 0.60982 | 0.65513 | 0.70045 | 0.74577 | 0.79109 | 0.83641 | 0.88173 | 0.92705 | 0.97237 | 1.0177 | 1.063 | 1.063 | 1.063 | 1.063 | 1.063 | 1.063 | 1.063 | 1.063 | 1.063 | 1.063 | 1.063 | 1.063 | 1.063 | 1.063 | 1.063 | 1.063 | 1.063 | 1.063 | 1.063 | 1.063 | 1.063
|  |  | Commercial | 1.0071 | 1.076 | 1.1449 | 1.2137 | 1.2826 | 1.3515 | 1.4204 | 1.4893 | 1.5581 | 1.627 | 1.6959 | 1.6959 | 1.6959 | 1.6959 | 1.6959 | 1.6959 | 1.6959 | 1.6959 | 1.6959 | 1.6959 | 1.6959 | 1.6959 | 1.6959 | 1.6959 | 1.6959 | 1.6959 | 1.6959 | 1.6959 | 1.6959 | 1.6959 | 1.6959
|  |  | Residential | 0.33934 | 0.4117 | 0.48407 | 0.55644 | 0.62881 | 0.70117 | 0.77354 | 0.84591 | 0.91828 | 0.99065 | 1.063 | 1.063 | 1.063 | 1.063 | 1.063 | 1.063 | 1.063 | 1.063 | 1.063 | 1.063 | 1.063 | 1.063 | 1.063 | 1.063 | 1.063 | 1.063 | 1.063 | 1.063 | 1.063 | 1.063 | 1.063
|  | Total | Ag forest & fish | 1.9477 | 2.0993 | 2.2929 | 2.4376 | 2.5937 | 2.7768 | 2.9574 | 3.1315 | 3.2952 | 3.4668 | 3.6434 | 3.6825 | 3.7286 | 3.7839 | 3.86 | 3.9611 | 4.0687 | 4.1683 | 4.2817 | 4.3909 | 4.4912 | 4.5979 | 4.6966 | 4.7902 | 4.8796 | 4.964 | 5.0437 | 5.1202 | 5.1921 | 5.2584 | 5.3246
|  |  | Commercial | 3.2398 | 3.4269 | 3.6741 | 3.8295 | 3.9991 | 4.2097 | 4.421 | 4.6203 | 4.8024 | 4.9906 | 5.1797 | 5.1817 | 5.1873 | 5.1911 | 5.1957 | 5.2025 | 5.21 | 5.2038 | 5.2119 | 5.2192 | 5.2224 | 5.2522 | 5.279 | 5.3056 | 5.3327 | 5.3595 | 5.3859 | 5.4133 | 5.4398 | 5.4647 | 5.4967
|  |  | Residential | 0.40188 | 0.48772 | 0.58219 | 0.66252 | 0.74417 | 0.83309 | 0.92117 | 1.007 | 1.0889 | 1.1724 | 1.2564 | 1.2566 | 1.2595 | 1.2618 | 1.264 | 1.2664 | 1.2689 | 1.268 | 1.2704 | 1.2727 | 1.274 | 1.2788 | 1.2829 | 1.287 | 1.2911 | 1.2962 | 1.3012 | 1.3065 | 1.3115 | 1.3161 | 1.3205
| Variable charge (c/kWh, excl. GST) | Energy | Ag forest & fish | 8.6932 | 8.7215 | 8.2693 | 7.624 | 6.3918 | 5.9038 | 5.9553 | 5.9663 | 6.5667 | 6.9423 | 6.9384 | 6.9723 | 7.0407 | 7.1397 | 7.2233 | 7.2832 | 7.3248 | 7.3528 | 7.3794 | 7.4019 | 7.4177 | 7.4232 | 7.4319 | 7.4375 | 7.4381 | 7.4376 | 7.4104 | 7.3582 | 7.283 | 7.1827 | 7.0698
|  |  | Commercial | 8.6932 | 8.7215 | 8.2693 | 7.624 | 6.3918 | 5.9038 | 5.9553 | 5.9663 | 6.5667 | 6.9423 | 6.9384 | 6.9723 | 7.0407 | 7.1397 | 7.2233 | 7.2832 | 7.3248 | 7.3528 | 7.3794 | 7.4019 | 7.4177 | 7.4232 | 7.4319 | 7.4375 | 7.4381 | 7.4376 | 7.4104 | 7.3582 | 7.283 | 7.1827 | 7.0698
|  |  | Residential | 8.778 | 8.8071 | 8.35 | 7.7026 | 6.4627 | 5.9735 | 6.0304 | 6.045 | 6.6544 | 7.036 | 7.0327 | 7.0681 | 7.1385 | 7.2396 | 7.3252 | 7.3864 | 7.4292 | 7.4581 | 7.4856 | 7.5089 | 7.526 | 7.5326 | 7.5426 | 7.5493 | 7.5504 | 7.5503 | 7.5231 | 7.4704 | 7.3943 | 7.2926 | 7.1781
|  | Network | Ag forest & fish | 5.4359 | 5.3192 | 5.2626 | 5.0672 | 4.8922 | 4.7627 | 4.6173 | 4.4552 | 4.2771 | 4.1074 | 3.9392 | 3.9248 | 3.9075 | 3.8823 | 3.8456 | 3.7987 | 3.7516 | 3.6946 | 3.6502 | 3.6093 | 3.5695 | 3.5368 | 3.5055 | 3.477 | 3.4517 | 3.4286 | 3.4075 | 3.389 | 3.3719 | 3.3551 | 3.3379
|  |  | Commercial | 4.9516 | 4.8686 | 4.8421 | 4.6907 | 4.5527 | 4.4506 | 4.3289 | 4.1914 | 4.039 | 3.8955 | 3.7547 | 3.7514 | 3.7484 | 3.7436 | 3.7383 | 3.7336 | 3.7293 | 3.7152 | 3.7113 | 3.7073 | 3.7007 | 3.692 | 3.6814 | 3.6711 | 3.6615 | 3.6518 | 3.6422 | 3.6336 | 3.6247 | 3.615 | 3.6023
|  |  | Residential | 10.7165 | 10.3727 | 10.1635 | 9.6885 | 9.2456 | 8.8767 | 8.4716 | 8.0312 | 7.5613 | 7.1062 | 6.6543 | 6.6491 | 6.6376 | 6.6234 | 6.6092 | 6.597 | 6.5857 | 6.5574 | 6.5476 | 6.5377 | 6.5232 | 6.5115 | 6.4967 | 6.4821 | 6.4687 | 6.4519 | 6.4351 | 6.42 | 6.4045 | 6.3876 | 6.37
|  | Retail | Ag forest & fish | 0.54459 | 0.48832 | 0.43016 | 0.37205 | 0.31513 | 0.25963 | 0.20528 | 0.15216 | 0.1003 | 0.049584 | 0 | 0 | 0 | 0 | 0 | 0 | 0 | 0 | 0 | 0 | 0 | 0 | 0 | 0 | 0 | 0 | 0 | 0 | 0 | 0 | 0
|  |  | Commercial | 0.48739 | 0.44331 | 0.39651 | 0.34913 | 0.30065 | 0.25118 | 0.2007 | 0.15026 | 0.10001 | 0.049958 | 0 | 0 | 0 | 0 | 0 | 0 | 0 | 0 | 0 | 0 | 0 | 0 | 0 | 0 | 0 | 0 | 0 | 0 | 0 | 0 | 0
|  |  | Residential | 3.7234 | 3.3675 | 3.0086 | 2.6465 | 2.2796 | 1.9064 | 1.5282 | 1.1472 | 0.76547 | 0.38304 | 0 | 0 | 0 | 0 | 0 | 0 | 0 | 0 | 0 | 0 | 0 | 0 | 0 | 0 | 0 | 0 | 0 | 0 | 0 | 0 | 0
|  | Total | Ag forest & fish | 14.6736 | 14.5291 | 13.9621 | 13.0632 | 11.5991 | 10.9261 | 10.7779 | 10.5737 | 10.9441 | 11.0993 | 10.8776 | 10.897 | 10.9483 | 11.0219 | 11.0688 | 11.0819 | 11.0764 | 11.0473 | 11.0295 | 11.0112 | 10.9871 | 10.96 | 10.9374 | 10.9146 | 10.8899 | 10.8663 | 10.8179 | 10.7473 | 10.6549 | 10.5378 | 10.4077
|  |  | Commercial | 14.1321 | 14.0335 | 13.5079 | 12.6638 | 11.2451 | 10.6056 | 10.485 | 10.308 | 10.7057 | 10.8878 | 10.6931 | 10.7237 | 10.7892 | 10.8833 | 10.9616 | 11.0168 | 11.0541 | 11.0679 | 11.0906 | 11.1092 | 11.1184 | 11.1151 | 11.1134 | 11.1087 | 11.0996 | 11.0895 | 11.0526 | 10.9918 | 10.9078 | 10.7978 | 10.6721
|  |  | Residential | 23.2179 | 22.5474 | 21.522 | 20.0376 | 17.9879 | 16.7566 | 16.0303 | 15.2233 | 14.9812 | 14.5252 | 13.687 | 13.7173 | 13.7761 | 13.863 | 13.9344 | 13.9834 | 14.0148 | 14.0155 | 14.0332 | 14.0466 | 14.0492 | 14.0441 | 14.0392 | 14.0314 | 14.0191 | 14.0022 | 13.9581 | 13.8904 | 13.7988 | 13.6802 | 13.5481
Residential gas bill breakdown ($/GJ, excl. GST)
|  |  | Wholesale | 8.2098 | 8.2098 | 8.2098 | 8.2098 | 8.2098 | 8.2098 | 8.2098 | 8.2098 | 8.3125 | 8.6094 | 9.7969 | 9.7969 | 9.7969 | 9.7969 | 9.7969 | 9.7969 | 9.7969 | 9.7969 | 9.7969 | 9.7969 | 9.7969 | 9.7969 | 9.7969 | 9.7969 | 9.7969 | 9.7969 | 9.7969 | 9.7969 | 9.7969 | 9.7969 | 9.7969
|  |  | Carbon | 1.5987 | 2.1765 | 2.7542 | 3.332 | 3.9098 | 4.4875 | 5.0653 | 5.6431 | 6.2208 | 6.7986 | 7.3763 | 7.5976 | 7.8256 | 8.0603 | 8.3021 | 8.5512 | 8.8077 | 9.072 | 9.3441 | 9.6245 | 9.9132 | 10.2106 | 10.5169 | 10.8324 | 11.1574 | 11.4921 | 11.8369 | 12.192 | 12.5577 | 12.9345 | 13.3225
|  |  | Transmission | 1.7448 | 1.8209 | 1.8856 | 1.9582 | 2.1137 | 2.2027 | 2.3777 | 2.4605 | 2.5353 | 2.6179 | 2.7179 | 2.9246 | 3.0457 | 3.185 | 3.3492 | 3.5318 | 3.7438 | 3.9809 | 4.2694 | 4.6471 | 5.3797 | 5.8794 | 6.4632 | 7.4459 | 8.6857 | 10.0334 | 12.0565 | 13.8834 | 15.1447 | 16.6525 | 18.4863
|  |  | Distribution | 11.3966 | 11.6343 | 11.8809 | 11.8943 | 11.9533 | 12.102 | 12.3578 | 12.6817 | 13.0325 | 13.4147 | 13.8437 | 14.4001 | 15.1851 | 16.0675 | 17.057 | 18.179 | 19.4585 | 20.9263 | 22.6382 | 24.6742 | 27.0947 | 29.9781 | 33.5626 | 38.2439 | 44.35 | 52.4627 | 64.7144 | 83.3208 | 115.1479 | 186.1207 | 483.7325
|  |  | Retail | 13.8901 | 13.8901 | 13.8901 | 13.8901 | 13.8901 | 13.8901 | 13.8901 | 13.8901 | 13.8901 | 13.8901 | 13.8901 | 13.8901 | 13.8901 | 13.8901 | 13.8901 | 13.8901 | 13.8901 | 13.8901 | 13.8901 | 13.8901 | 13.8901 | 13.8901 | 13.8901 | 13.8901 | 13.8901 | 13.8901 | 13.8901 | 13.8901 | 13.8901 | 13.8901 | 13.8901
|  |  | Total | 36.84 | 37.7316 | 38.6206 | 39.2844 | 40.0767 | 40.8921 | 41.9006 | 42.8851 | 43.9912 | 45.3306 | 47.6249 | 48.6093 | 49.7433 | 50.9999 | 52.3953 | 53.949 | 55.697 | 57.6662 | 59.9387 | 62.6328 | 66.0746 | 69.7551 | 74.2297 | 80.2093 | 87.88 | 97.6752 | 112.2948 | 133.0832 | 166.5373 | 239.3946 | 539.2283
Weighted average electricity cost for electric vehicles, including network and charger costs ($/kWh, excl. GST)
|  |  | LPV | 0.2392 | 0.23415 | 0.2287 | 0.22292 | 0.21796 | 0.21195 | 0.20521 | 0.19783 | 0.18994 | 0.18157 | 0.17272 | 0.17208 | 0.17174 | 0.17145 | 0.17101 | 0.17001 | 0.16905 | 0.16826 | 0.16748 | 0.16662 | 0.16568 | 0.16469 | 0.16367 | 0.16306 | 0.16213 | 0.16118 | 0.16025 | 0.15878 | 0.15708 | 0.15542 | 0.15371
|  |  | LCV | 0.22571 | 0.21952 | 0.21312 | 0.20657 | 0.20089 | 0.19444 | 0.18751 | 0.18019 | 0.17258 | 0.16474 | 0.15664 | 0.15625 | 0.15609 | 0.15596 | 0.15567 | 0.1549 | 0.15415 | 0.15352 | 0.15289 | 0.15218 | 0.15138 | 0.15054 | 0.14966 | 0.14912 | 0.14829 | 0.14744 | 0.14659 | 0.14528 | 0.14377 | 0.14228 | 0.14074
|  |  | MC | 0.2392 | 0.23415 | 0.2287 | 0.22292 | 0.21796 | 0.21195 | 0.20521 | 0.19783 | 0.18994 | 0.18157 | 0.17272 | 0.17208 | 0.17174 | 0.17145 | 0.17101 | 0.17001 | 0.16905 | 0.16826 | 0.16748 | 0.16662 | 0.16568 | 0.16469 | 0.16367 | 0.16306 | 0.16213 | 0.16118 | 0.16025 | 0.15878 | 0.15708 | 0.15542 | 0.15371
|  |  | Truck_M | 0.16809 | 0.1641 | 0.16018 | 0.15638 | 0.15358 | 0.15035 | 0.14693 | 0.14341 | 0.13989 | 0.1364 | 0.13292 | 0.13237 | 0.13203 | 0.13174 | 0.13134 | 0.13056 | 0.12981 | 0.12918 | 0.12856 | 0.12788 | 0.12716 | 0.1264 | 0.12563 | 0.12514 | 0.12443 | 0.12371 | 0.12299 | 0.12191 | 0.12067 | 0.11946 | 0.11821
|  |  | Truck_H | 0.16624 | 0.16191 | 0.15786 | 0.1541 | 0.15146 | 0.14856 | 0.14564 | 0.14274 | 0.13996 | 0.1373 | 0.13474 | 0.13355 | 0.13264 | 0.13183 | 0.13097 | 0.12979 | 0.12868 | 0.12774 | 0.12684 | 0.12592 | 0.12498 | 0.12404 | 0.1231 | 0.12248 | 0.12165 | 0.12083 | 0.12003 | 0.11888 | 0.11759 | 0.11634 | 0.11507
|  |  | Bus | 0.15044 | 0.14893 | 0.14746 | 0.14604 | 0.14549 | 0.14452 | 0.14336 | 0.14209 | 0.14078 | 0.13947 | 0.13813 | 0.1382 | 0.13843 | 0.13867 | 0.13879 | 0.13851 | 0.13822 | 0.13804 | 0.13783 | 0.13755 | 0.1372 | 0.1368 | 0.13636 | 0.13619 | 0.13578 | 0.13534 | 0.13489 | 0.13407 | 0.13308 | 0.13211 | 0.13108
LPG price ($/GJ, excl. GST)
|  |  | Residential | 47.9003 | 51.0723 | 52.9859 | 54.8995 | 55.5547 | 56.2099 | 56.865 | 57.5202 | 58.1754 | 58.8306 | 59.4857 | 59.7367 | 59.9951 | 60.2614 | 60.5356 | 60.818 | 61.1089 | 61.4086 | 61.7172 | 62.0351 | 62.3625 | 62.6997 | 63.0471 | 63.4049 | 63.7734 | 64.1529 | 64.5439 | 64.9466 | 65.3613 | 65.7886 | 66.2286
|  |  | Commercial | 37.9003 | 41.0723 | 42.9859 | 44.8995 | 45.5547 | 46.2099 | 46.865 | 47.5202 | 48.1754 | 48.8306 | 49.4857 | 49.7367 | 49.9951 | 50.2614 | 50.5356 | 50.818 | 51.1089 | 51.4086 | 51.7172 | 52.0351 | 52.3625 | 52.6997 | 53.0471 | 53.4049 | 53.7734 | 54.1529 | 54.5439 | 54.9466 | 55.3613 | 55.7886 | 56.2286
|  |  | Industrial | 30.9003 | 34.0723 | 35.9859 | 37.8995 | 38.5547 | 39.2099 | 39.865 | 40.5202 | 41.1754 | 41.8306 | 42.4857 | 42.7367 | 42.9951 | 43.2614 | 43.5356 | 43.818 | 44.1089 | 44.4086 | 44.7172 | 45.0351 | 45.3625 | 45.6997 | 46.0471 | 46.4049 | 46.7734 | 47.1529 | 47.5439 | 47.9466 | 48.3613 | 48.7886 | 49.2286

## Our path to 2035
|  |  |  | 2020 | 2021 | 2022 | 2023 | 2024 | 2025 | 2026 | 2027 | 2028 | 2029 | 2030 | 2031 | 2032 | 2033 | 2034 | 2035
Wholesale energy prices ($/GJ, excl. GST)
|  |  | Electricity | 64.7084 | 64.2643 | 63.8965 | 64.7824 | 65.0391 | 64.9958 | 64.7613 | 64.4561 | 64.127 | 63.7071 | 64.2036 | 65.0199 | 65.9186 | 66.7418 | 67.0788 | 67.3492
|  |  | Gas | 6.5678 | 6.5678 | 6.5678 | 6.5678 | 6.5678 | 6.5678 | 6.5678 | 6.5678 | 6.65 | 6.8875 | 7.8375 | 7.8375 | 7.8375 | 7.8375 | 7.8375 | 7.8375
Cost-reflective fixed and variable charges for mass-market
| Fixed charge ($/day, excl. GST) | Network | Ag forest & fish | 1.9477 | 2.0993 | 2.2929 | 2.4376 | 2.5937 | 2.7768 | 2.9574 | 3.1319 | 3.296 | 3.4668 | 3.6428 | 3.6815 | 3.7271 | 3.7829 | 3.8594 | 3.9595
|  |  | Commercial | 3.2398 | 3.4269 | 3.674 | 3.8294 | 3.9991 | 4.2097 | 4.421 | 4.6209 | 4.8035 | 4.9905 | 5.1788 | 5.1802 | 5.1851 | 5.1895 | 5.1946 | 5.2018
|  |  | Residential | 0.40188 | 0.48772 | 0.58218 | 0.6625 | 0.74416 | 0.8331 | 0.92118 | 1.0071 | 1.0892 | 1.1724 | 1.2562 | 1.2563 | 1.259 | 1.2614 | 1.2637 | 1.2663
|  | Retail | Ag forest & fish | 0.60982 | 0.65513 | 0.70045 | 0.74577 | 0.79109 | 0.83641 | 0.88173 | 0.92705 | 0.97237 | 1.0177 | 1.063 | 1.063 | 1.063 | 1.063 | 1.063 | 1.063
|  |  | Commercial | 1.0071 | 1.076 | 1.1449 | 1.2137 | 1.2826 | 1.3515 | 1.4204 | 1.4893 | 1.5581 | 1.627 | 1.6959 | 1.6959 | 1.6959 | 1.6959 | 1.6959 | 1.6959
|  |  | Residential | 0.33934 | 0.4117 | 0.48407 | 0.55644 | 0.62881 | 0.70117 | 0.77354 | 0.84591 | 0.91828 | 0.99065 | 1.063 | 1.063 | 1.063 | 1.063 | 1.063 | 1.063
|  | Total | Ag forest & fish | 1.9477 | 2.0993 | 2.2929 | 2.4376 | 2.5937 | 2.7768 | 2.9574 | 3.1319 | 3.296 | 3.4668 | 3.6428 | 3.6815 | 3.7271 | 3.7829 | 3.8594 | 3.9595
|  |  | Commercial | 3.2398 | 3.4269 | 3.674 | 3.8294 | 3.9991 | 4.2097 | 4.421 | 4.6209 | 4.8035 | 4.9905 | 5.1788 | 5.1802 | 5.1851 | 5.1895 | 5.1946 | 5.2018
|  |  | Residential | 0.40188 | 0.48772 | 0.58218 | 0.6625 | 0.74416 | 0.8331 | 0.92118 | 1.0071 | 1.0892 | 1.1724 | 1.2562 | 1.2563 | 1.259 | 1.2614 | 1.2637 | 1.2663
| Variable charge (c/kWh, excl. GST) | Energy | Ag forest & fish | 8.6932 | 8.7215 | 8.2693 | 7.6238 | 6.3916 | 5.9037 | 5.9553 | 5.9667 | 6.567 | 6.9414 | 6.9299 | 6.9516 | 7.0062 | 7.0937 | 7.1764 | 7.2422
|  |  | Commercial | 8.6932 | 8.7215 | 8.2693 | 7.6238 | 6.3916 | 5.9037 | 5.9553 | 5.9667 | 6.567 | 6.9414 | 6.9299 | 6.9516 | 7.0062 | 7.0937 | 7.1764 | 7.2422
|  |  | Residential | 8.778 | 8.8071 | 8.3499 | 7.7025 | 6.4626 | 5.9734 | 6.0304 | 6.0454 | 6.6548 | 7.0351 | 7.024 | 7.0471 | 7.1035 | 7.193 | 7.2777 | 7.3449
|  | Network | Ag forest & fish | 5.4359 | 5.3192 | 5.2625 | 5.0671 | 4.8921 | 4.7627 | 4.6174 | 4.4558 | 4.2781 | 4.1075 | 3.9386 | 3.9238 | 3.9059 | 3.881 | 3.8448 | 3.7989
|  |  | Commercial | 4.9516 | 4.8686 | 4.842 | 4.6906 | 4.5526 | 4.4507 | 4.329 | 4.1919 | 4.0399 | 3.8956 | 3.7542 | 3.7505 | 3.747 | 3.7426 | 3.7377 | 3.7333
|  |  | Residential | 10.7165 | 10.3726 | 10.1633 | 9.6882 | 9.2455 | 8.8768 | 8.4717 | 8.0322 | 7.5631 | 7.1063 | 6.6534 | 6.6475 | 6.6349 | 6.6215 | 6.608 | 6.5963
|  | Retail | Ag forest & fish | 0.54459 | 0.48832 | 0.43016 | 0.37205 | 0.31513 | 0.25963 | 0.20528 | 0.15216 | 0.1003 | 0.049585 | 0 | 0 | 0 | 0 | 0 | 0
|  |  | Commercial | 0.48739 | 0.44331 | 0.39651 | 0.34913 | 0.30065 | 0.25118 | 0.2007 | 0.15027 | 0.10001 | 0.04996 | 0 | 0 | 0 | 0 | 0 | 0
|  |  | Residential | 3.7234 | 3.3675 | 3.0086 | 2.6465 | 2.2796 | 1.9064 | 1.5282 | 1.1472 | 0.76547 | 0.38304 | 0 | 0 | 0 | 0 | 0 | 0
|  | Total | Ag forest & fish | 14.6736 | 14.529 | 13.9619 | 13.063 | 11.5989 | 10.9261 | 10.778 | 10.5747 | 10.9454 | 11.0985 | 10.8685 | 10.8754 | 10.9121 | 10.9747 | 11.0211 | 11.041
|  |  | Commercial | 14.1321 | 14.0334 | 13.5078 | 12.6636 | 11.2449 | 10.6056 | 10.485 | 10.3089 | 10.7069 | 10.887 | 10.6841 | 10.7022 | 10.7532 | 10.8363 | 10.9141 | 10.9755
|  |  | Residential | 23.2179 | 22.5472 | 21.5218 | 20.0373 | 17.9876 | 16.7566 | 16.0304 | 15.2248 | 14.9833 | 14.5244 | 13.6774 | 13.6946 | 13.7384 | 13.8145 | 13.8857 | 13.9412
Residential gas bill breakdown ($/GJ, excl. GST)
|  |  | Wholesale | 8.2098 | 8.2098 | 8.2098 | 8.2098 | 8.2098 | 8.2098 | 8.2098 | 8.2098 | 8.3125 | 8.6094 | 9.7969 | 9.7969 | 9.7969 | 9.7969 | 9.7969 | 9.7969
|  |  | Carbon | 1.5987 | 2.1765 | 2.7542 | 3.332 | 3.9098 | 4.4875 | 5.0653 | 5.6431 | 6.2208 | 6.7986 | 7.3763 | 7.5976 | 7.8256 | 8.0603 | 8.3021 | 8.5512
|  |  | Transmission | 1.7448 | 1.8206 | 1.8848 | 1.9569 | 2.1122 | 2.2029 | 2.3356 | 2.3791 | 2.4323 | 2.501 | 2.5872 | 2.8331 | 3.0167 | 3.163 | 3.3308 | 3.5195
|  |  | Distribution | 11.3966 | 11.6343 | 11.8809 | 11.8943 | 11.9533 | 12.102 | 12.3576 | 12.6815 | 13.0318 | 13.413 | 13.8406 | 14.396 | 15.1806 | 16.0627 | 17.0516 | 18.1729
|  |  | Retail | 13.8901 | 13.8901 | 13.8901 | 13.8901 | 13.8901 | 13.8901 | 13.8901 | 13.8901 | 13.8901 | 13.8901 | 13.8901 | 13.8901 | 13.8901 | 13.8901 | 13.8901 | 13.8901
|  |  | Total | 36.84 | 37.7312 | 38.6199 | 39.2831 | 40.0752 | 40.8923 | 41.8584 | 42.8036 | 43.8875 | 45.212 | 47.4911 | 48.5138 | 49.7099 | 50.973 | 52.3715 | 53.9306
Weighted average electricity cost for electric vehicles, including network and charger costs ($/kWh, excl. GST)
|  |  | LPV | 0.23928 | 0.23424 | 0.22881 | 0.22304 | 0.21809 | 0.21209 | 0.20536 | 0.19799 | 0.19011 | 0.18175 | 0.17284 | 0.17195 | 0.17145 | 0.17108 | 0.17068 | 0.16985
|  |  | LCV | 0.22585 | 0.21969 | 0.21333 | 0.2068 | 0.20114 | 0.19471 | 0.1878 | 0.18049 | 0.1729 | 0.16507 | 0.15693 | 0.15633 | 0.15603 | 0.15582 | 0.15558 | 0.15495
|  |  | MC | 0.23928 | 0.23424 | 0.22881 | 0.22304 | 0.21809 | 0.21209 | 0.20536 | 0.19799 | 0.19011 | 0.18175 | 0.17284 | 0.17195 | 0.17145 | 0.17108 | 0.17068 | 0.16985
|  |  | Truck_M | 0.16809 | 0.1641 | 0.16018 | 0.15638 | 0.15358 | 0.15035 | 0.14693 | 0.14341 | 0.13989 | 0.1364 | 0.13289 | 0.13216 | 0.13171 | 0.13136 | 0.13099 | 0.13033
|  |  | Truck_H | 0.16624 | 0.16191 | 0.15786 | 0.1541 | 0.15146 | 0.14856 | 0.14564 | 0.14274 | 0.13996 | 0.1373 | 0.13471 | 0.13334 | 0.13232 | 0.13145 | 0.13063 | 0.12956
|  |  | Bus | 0.15044 | 0.14893 | 0.14746 | 0.14604 | 0.14549 | 0.14452 | 0.14336 | 0.14209 | 0.14078 | 0.13947 | 0.1381 | 0.13799 | 0.13812 | 0.1383 | 0.13845 | 0.13828
LPG price ($/GJ, excl. GST)
|  |  | Residential | 47.9003 | 51.0723 | 52.9859 | 54.8995 | 55.5547 | 56.2099 | 56.865 | 57.5202 | 58.1754 | 58.8306 | 59.4857 | 59.7367 | 59.9951 | 60.2614 | 60.5356 | 60.818
|  |  | Commercial | 37.9003 | 41.0723 | 42.9859 | 44.8995 | 45.5547 | 46.2099 | 46.865 | 47.5202 | 48.1754 | 48.8306 | 49.4857 | 49.7367 | 49.9951 | 50.2614 | 50.5356 | 50.818
|  |  | Industrial | 30.9003 | 34.0723 | 35.9859 | 37.8995 | 38.5547 | 39.2099 | 39.865 | 40.5202 | 41.1754 | 41.8306 | 42.4857 | 42.7367 | 42.9951 | 43.2614 | 43.5356 | 43.818